## CustMeas
MEASURE REFERENCE NUMBER:
| MEASURE DESCRIPTION: |  | << Enter Cells Highlighted in Yellow
CHELAN PUD CUSTOMER NAME:
| ELECTRIC RATE SCH: | Sch. 5, Irrigation
DOMINANT BUILDING TYPE:
PRIMARY HEAT & COOL SYSTEM:
SERVICE ADDRESS:
CITY, STATE, ZIP CODE:
FACILITY CONTACT:
CONTACT EMAIL:
PHONE NUMBER:
METER NUMBER:
FEDERAL TAX ID NUMBER:
Incentive Check Information (if different than above).
| NAME ON INCENTIVE CHECK (Print): | 0
INCENTIVE CHECK MAILING ADDRESS:
INCENTIVE CHECK - CITY, STATE, ZIP CODE:
| TOTAL RETROFIT COSTS: | 0
| Maximo #: | 261756
| Account #: | 556000
Electric Meter Service Point #:
PUD Purchase Requisition #:
PUD Purchase Order #:
MEASURE REFERENCE NUMBER:
Demand Savings: | 0 | kW
Total Annual Energy Saved: | 0 | kWh/Year
Electric Heating Penalty: | 0%
Total Annual kWh Savings: | 0 | kWh/Year
Total Annual Busbar Energy Saved: | 0 | kWh/Year
Incentive Unit Amount: | 0.15 | $/kWh/year
Maximum Incentive Amount: | #DIV/0!
Incentive Amount: | #DIV/0!
DEFAULT SETTINGS
| SECTOR: | Agricultural
CATEGORY:
SUB-CATEGORY:
| BUILDING TYPE: | Exterior 24 Hour Operation
| VINTAGE: | Existing
| LOST OPPORTUNITY: | No
| LOCATION: | Heating Zone 1 Cooling Zone 3
| MEASURE LIFE: | 15
BASIS OF SAVINGS:
| ESTIMATED KWH SAVED | 0
ACTUAL/VERIFIED KWH/UNIT SAVED:
| FUNDING SOURCE: | UTILITY FUNDING
| PO DATE TO USE: | PAID
| STATUS (Initial setting, to be updated by CIS): | Preliminary
| MAXIMO WORK ORDER #: | 261756
| GL ACCOUNT #: | 556000
| START DATE: | 2012-09-06 13:35
| PUD Admin Cost / Unit: | 0
Note on D5: Charlie Grist: Select building type from list. If multiple building types are present consider separate audit sheets for separate buildings. Or select the type that most closely matches the primary areas of the building where proposed lighting measures occur. This value is used to estimate interactive effects of lighting energy savings on HVAC.
Note on D6: Charlie Grist: Select dominant space heat type from list. If multiple space heat types are present, consider separate audit sheets for separate buildings. Or select the type that most closely matches the primary areas of the building where proposed lighting measures occur. This value is used to estimate interactive effects of lighting energy savings on HVAC.

## COTR (hidden)
COTR Quick Check
Project Name | #REF!
Unique ID | #REF!
Project Cost | #REF!
Annual Busbar Savings | #REF! | kWh/year
Wattage Reduction | #REF!
Total Reimbursement | #REF!

## ProjectBC (hidden)
Benefit/Cost Ratio Calculation | Cost | Benefit | Calculation of Present Value of O&M (savings(-) or costs (+) |  |  |  | PMT*[1-((1/(1+i))^N)]/I
Capital Cost | #REF! | #REF! | Real Discount Rate | #REF! |  |  | Where:
PV Cleaning or Other O&M Cost | #REF! | #REF! | Periods | #REF! |  |  | PV = Present Value Stream of Equal Payments
Present Value of Change in Gas Heating Cost | #REF! | #REF! | Annual Cleaning or Other O&M | #REF!
PV Lamp Periodic Replacement Cost | #REF! | #REF! | PV Cleaning or Other O&M Cost | #REF! |  |  | PMT = Amount of each payment
PV Energy Savings | #REF! | #REF! |  |  |  |  | i = Discount Rate Per Period
Total | #REF! | #REF! |  |  |  |  | N = Number of Periods
|  |  | PV Lamp Periodic Replacement Cost | #REF! | from Site Audit
B/C Ratio | #REF!
#REF!
|  |  |  | #REF! | #REF! | 1
|  |  |  | #REF! | #REF! | 2
|  |  |  | #REF! | #REF! | 3
|  |  |  | #REF! | #REF! | 4
|  |  |  | #REF! | #REF! | 5
|  |  |  | #REF! | #REF! | 6
|  |  |  | #REF! | #REF! | 7
|  |  |  | #REF! | #REF! | 8
|  |  |  | #REF! | #REF! | 9
|  |  |  | #REF! | #REF! | 10
|  |  |  | #REF! | #REF! | 11
|  |  |  | #REF! | #REF! | 12

## VFD Application
IRRIGATION PUMP VFD INCENTIVE APPLICATION | [14 empty] | Irrigation Pump VFD Additional System Information
FACILITY NAME: | [10 empty] | METER NUMBER: |  | ELECTRIC RATE SCH: |  | Existing Pressure Control |  |  |  |  | Index | Data for pressure control dropdown
Enter information on Input Sheet | [10 empty] | Enter information on Input Sheet |  | Sch. 5, Irrigation | [6 empty] | 1 | Please Select a Pressure Control Method
SERVICE ADDRESS: | [10 empty] | CITY, STATE, ZIP CODE: |  |  |  | Pressure Reducing Valve (ClaVal) |  |  | Bypass Valve - Automatic |  | 2 | Pressure Reducing Valve (ClaVal)
Enter information on Input Sheet | [10 empty] | Enter information on Input Sheet | [8 empty] | 3 | Bypass Valve - Automatic
FACILITY CONTACT: | [10 empty] | CONTACT EMAIL: | [8 empty] | 4 | Bypass Valve - Manual Gate or Ball Valve
Enter information on Input Sheet | [10 empty] | Enter information on Input Sheet | [8 empty] | 5 | Multi-Stage
PHONE NUMBER: | [5 empty] | FAX NUMBER: |  |  |  |  | FEDERAL TAX ID NUMBER: |  |  |  | Bypass Valve - Manual Gate or Ball Valve |  |  | None |  | 6 | None
Enter information on Input Sheet | [10 empty] | Enter information on Input Sheet | [8 empty] | Index | Data for pressure control dropdown
NAME ON INCENTIVE CHECK (Print): | [19 empty] | 2 | Pressure Reducing Valve (ClaVal)
0
INCENTIVE CHECK MAILING ADDRESS: | [7 empty] | CITY, STATE, ZIP CODE: | [6 empty] | Multi-Stage
Enter information on Input Sheet | [7 empty] | Enter information on Input Sheet | [11 empty] | Index | Data for pump type dropdown
Pump and System Information (Attach pump curve if available) | [19 empty] | 1 | Please Select a Pump Type
Pump Manufacture | [9 empty] | Seasonal Start Date |  |  | 2012-04-20 | [6 empty] | 2 | Turbine
Pump Model | [9 empty] | Seasonal Stop Date |  |  | 2012-10-15 | [6 empty] | 3 | Centrifugal
Pump Speed (RPM) | [9 empty] | Irrigation Purpose |  |  |  |  | Project Summary |  |  |  |  | 4 | Other
Motor Horsepower Rating (HP) | [9 empty] | Pump Type | [7 empty] | Cost/ Year | Simple | Index | Data for pressure control dropdown
Maximum Design Flow, (GPM) | [9 empty] | Pressure Setpoint w/ VFD (psi) | [6 empty] | kWh/Year | ($0.0165/kWh) | Payback | 2 | Turbine
Pump Pressure at Design Flow (Ft) | [9 empty] | Pressure Setpoint w/ VFD (Ft) |  |  |  | 0 |  | Show Deemed Savings | 0 | 0 | #DIV/0!
Which pressure control method best describes your system? | [15 empty] | Show Calculated Annual Savings | 0 | 0 | #DIV/0!
Flow Rate Interval, Percentage of Maximum Flow and/or % Time Off | [19 empty] | Index | Data for Water Use
OFF | 0% | 10% | 20% | 30% | 40% | 50% | 60% | 70% | 80% | 90% | 100% | Total | Enter percentage of time at each flow rate interval. Total must equal 100%. |  |  | Total Installed Cost | 0 |  |  | 1 | Please Select a Usage
[12 empty] | 0% |  |  |  | PUD Incentive | #DIV/0! |  |  | 2 | Agricultural
Max. Incentive Rate = $60 per Horsepower. | [11 empty] | 0 | #DIV/0! | (A) |  | Net Cost to Owner | #DIV/0! |  |  | 3 | Residential | bar: 100%
Total Estimated Costs | 100%: x 75% = (C) | 0 | 0 | (B) | [5 empty] | 4 | Other
Total Actual Costs (attach receipts & invoices) | [19 empty] | Index | Data for pressure control dropdown | bar: 70% to 90%
Maximum Incentive Payment (Lowest of A or B) | [12 empty] | #DIV/0! | [6 empty] | 2 | Agricultural
For the project to be eligible for this incentive program the following requirements must be meet: (a) annual energy savings as calculated by Chelan County PUD of proposed irrigation pump with a VFD must exceed 400 kWh/Yr/HP; (b) existing pressure reducing valves must be removed; (c) system pressure shall be controlled by VFD coupled with a pressure transducer.
*Note: The PUD agrees to pay the lesser of (a) $60 per motor HP controlled by VFD or (b) seventy-five percent (75%) of the customer's actual cost to purchase and install the VFD and controls.
By signing this Application you are acknowledging you have read and agree with the Resource$mart Agreement attached to this form. | [19 empty] | Index | Data for Operation
CUSTOMER SIGNATURE | [11 empty] | DATE | [7 empty] | 1 | Please Select a Operation
[20 empty] | 2 | Runs Continually
Installation of Conservation Measures. | [19 empty] | 3 | Turns ON/OFF as Needed
Authorization to proceed will be mailed to you within 10 days from date received by the PUD | [19 empty] | 4 | Other
For Pre-Authorization, mail signed form to: | 70%: For Payment: Complete the Actual Installed section above. Attach a copy of this completed and signed application, along with copies of the invoices and receipts that document the actual costs incurred by the recipient to purchase and install the conservation measures. | [8 empty] | Index | Data for pressure control dropdown
| 0%: Chelan County Public Utility District | [8 empty] | 3 | Turns ON/OFF as Needed
Energy Services Dept., Attn: Jim White
PO Box 1231
Wenatchee, WA 98807-1231
To be completed by the PUD
AUTHORIZED BY: | 100%: DATE
VERIFIED BY: | 70%: PO #; 100%: MEASURE # |  | Maximo # | Account #
[13 empty] | 261756 | 556000
RESOURCE$MART PROGRAM
Implementation Agreement
This agreement is between the Recipient identified on this Incentive Application and Public Utility District No. 1 of Chelan County (PUD).
WHEREAS, the PUD is offering the Resource$mart program in order to acquire cost effective electric resources from its rate schedule 2, 3, 5 and 30 customers. This agreement is valid only if the recipient is an existing PUD customer and is legally authorized to construct, remodel or otherwise make improvements to the facility described on this form.
Now, therefore, in consideration of the mutual covenants contained herein, the PUD and the recipient agree as follows:
1. Payment by PUD. PUD agrees to pay Recipient for the acquisition of this electric resource, as identified in the Approved Incentive Application.
2. Final Installation and Invoice Acceptance. Within 90 days of the approval of this application by the PUD, the Recipient shall provide the PUD with all invoices and other requested verification of the costs to install the conservation measures. Payment terms for the actual units installed are net 30 days from the date the invoice is received by the PUD. If payment is not received when due, interest shall accrue on the unpaid balance at the rate of twelve (12%) per annum. All payments are contingent on a verification inspection by a PUD representative to assure conformance with the provisions of this agreement and the proper installation of the energy conservation measures.
3. No Third Party Beneficiaries and No Further Obligations by PUD. The PUD's sole responsibility is to purchase electric power resources from Recipient that result from the installation of these conservation measures. The PUD is not a party to any contracts for the purchase or installation of any equipment or measure, or for the actual installation of any measure.
4. Reimbursement of Resource$mart Payments. In the event the Recipient removes, does not repair or disables the energy conservation measures within three years after being installed, Recipient shall refund to the PUD an amount equal to the ratio of the remaining time in the three year period when the savings ceased, divided by three. The amount to be refunded shall be calculated by the PUD and invoiced to Recipient. Payment is due within 30 days of the invoice date. If payment is not received when due, interest shall accrue on the unpaid balance at the rate of twelve (12%) per annum.
5. No Warranty. Recipient acknowledges that, due to the variability of energy use, it is not possible to accurately predict energy savings from installing the energy conservation measures. The PUD does not warrant to Recipient any level of energy savings. Customer should independently verify all energy and cost savings calculations, assumptions, and estimates before committing to any equipment purchases under this Resource$mart program.
6. Data Collection. Recipient agrees to allow the PUD to measure the actual energy savings that occur as a result of installing these conservation measures. The actual savings findings will not be used in determining the payment or reimbursement levels. Recipient agrees to allow the PUD access to its facilities for data collection for a period of three years following installation of the conservation measures.
7. Hold Harmless. Recipient agrees to hold harmless, indemnify and defend the PUD from and against any and all liability for damages or costs connected in any way with the purchase and installation of conservation measures and any work associated therewith.
8. Compliance with Laws. Recipient is solely responsible for compliance with all federal, state, and local requirements related to environmental, health, safety and zoning requirements and other laws or regulations applicable to this project.
9. Governing Law and Venue. This agreement shall be governed by the laws of the State of Washington. Venue for any action arising from or related to this Agreement shall be in the Superior Court of Chelan County, Washington.
10. Attorney Fees. In the event it is necessary for either party to utilize the services of an attorney to enforce any of the terms of this Agreement, such enforcing party shall be entitled to compensation for its reasonable attorney’s fees and costs. In the event of litigation regarding any of the terms of this Agreement, the substantially prevailing party shall be entitled, in addition to other relief, to such reasonable attorney’s fees and costs as determined by the court.
11. Entire Agreement. This instrument contains the entire agreement of the parties.

## VFD Calculations
VFD Energy Savings Calculations
| 2011 | Last Year
| 400 | BPA Savings (kWh/HP/Year)
| 88% | Motor Efficiency
| 0 | Pressure Setpoint w/ VFD (ft)
| 2012-04-20 | Pump Start Date |  |  | There is water in the Wenatchee Reclamation District canal from 4/15 to 10/15 yearly
| 2012-10-15 | Pump Stop Date
| 4272 | Total Run Hours per Year
| 0 | Fixed Speed Pump RPM
Control Type
Fixed Speed Following Pump Curve, HP vs. GPM Flow
Flow | Head | Efficiency | Fixed Speed HP | Fixed Speed HP Fit | Const. Speed HP = a GPM ^2 + b GPM + c |  |  | Const. Speed HP = -0.000381 GPM^2 + 0.2565 GPM + 22.5
400 | 460 | 72.5% | 64.0892 | 64.1195 | a = | -0.00038074 |  | a | b | c
300 | 620 | 72% | 65.2357 | 65.1246 | b = | 0.25647 |  | -0.00038074 | 0.25647 | 22.4513
200 | 720 | 62.5% | 58.1818 | 58.515 | c = | 22.4513
180 | 740 | 59.5% | 56.5317 | 56.2793
VFD Pump Following Fixed Discharge Pressure, HP vs. GPM Flow
Efficiency | Flow | System Head | Pump RPM | Fixed Head w/ VFD HP | VFD HP From Best Fit | VFD HP = a GPM ^2 + b GPM + c |  | VFD HP = 0.000000 GPM^2 + 0.0000 GPM + 0.0
72.5% | 0 | 0 | 0 | 0 | 0 | a = | 0 | a | b | c
72% | 0 | 0 | 0 | 0 | 0 | b = | 0 | 0 | 0 | 0
62.5% | 0 | 0 | 0 | 0 | 0 | c = | 0 |  | A | B | C | D
59.5% | 0 | 0 | 0 | 0 | 0 |  |  | 1 | From Pump Curve |  |  | Fixed
[8 empty] | 2 | Flow | Head | Efficiency | Speed HP
[8 empty] | 3 | 400 | 460 | 72.5% | 64.0892
[8 empty] | 4 | 300 | 620 | 72% | 65.2357
[8 empty] | 5 | 200 | 720 | 62.5% | 58.1818
[8 empty] | 6 | 180 | 740 | 59.5% | 56.5317
7
[8 empty] | 8 | Fixed Speed HP = (A3*B3)/(3960*C3)
9
[8 empty] | 10 | Fixed Speed HP = a GPM^2 + b GPM + c
[8 empty] | 11 | Coefficients
[8 empty] | 12 | a | b | c
[8 empty] | 13 | =LINEST($D$3:$D$3,$A$3:$A$6^{1,2})
To apply the LINEST function, type “=LINEST($D$3:$D$3,$A$3:$A$6^{1,2})” into
cell A13, press “Enter”, then select cells A13 through C13 (A13:C13), press the
function key F2, and then press Control-Shift-Enter keys at once. Once this is
done, the coefficients a, b and c will be shown in cells A13, B13 and C13
respectively and will automatically update as the flows and horsepowers in
% Time | % Design Flow | Design Flow, gpm | Fixed Speed HP | Fixed Head w/ VFD HP | Fixed Head HP Savings | Fixed Head kWh Savings | Baseline kWh | rows 3 through 4 are changed.
0% | Pump OFF | - | - | - | - | - | -
0% | 0% | 0 | 22.4513 | 0 | 22.4513 | 0 | 0
0% | 10% | 0 | 22.4513 | 0 | 22.4513 | 0 | 0
0% | 20% | 0 | 22.4513 | 0 | 22.4513 | 0 | 0
0% | 30% | 0 | 22.4513 | 0 | 22.4513 | 0 | 0
0% | 40% | 0 | 22.4513 | 0 | 22.4513 | 0 | 0
0% | 50% | 0 | 22.4513 | 0 | 22.4513 | 0 | 0
0% | 60% | 0 | 22.4513 | 0 | 22.4513 | 0 | 0
0% | 70% | 0 | 22.4513 | 0 | 22.4513 | 0 | 0
0% | 80% | 0 | 22.4513 | 0 | 22.4513 | 0 | 0
0% | 90% | 0 | 22.4513 | 0 | 22.4513 | 0 | 0
0% | 100% | 0 | 22.4513 | 0 | 22.4513 | 0 | 0
0% | [5 empty] | 0 | 0
[6 empty] | #DIV/0! | Savings
[6 empty] | #DIV/0! | kWh/Year/HP
Project Summary
|  |  |  | Cost/ Year | Simple
|  |  | kWh/Year | ($0.0165/kWh) | Payback
Deemed Savings |  |  | 0 | 0 | #DIV/0!
Calculated Annual Savings |  |  | 0 | 0 | #DIV/0!
Actual Measured Savings
Total Installed Cost |  |  | 0 |  | (Years)
PUD Incentive |  |  | #DIV/0!
Net Cost to Owner |  |  | #DIV/0!

## Billing History
MR-Elec Usage by SP, Cons Data | 55 | [10 empty] | Do not modify!
SP ID | From Date | To Date | Days | KWH Used | Actual KW | Billed KW | Power Factor | Billed Amount | Average Temp | WP Sqft | Sq Ft | Average Power | Month | Year
6142200001 | 2006-11-01 | 2007-04-27 | 178 | 18400 | 85.22 | 85.22 |  | 564.88 | 36.5 | 0 | 0 | 4.3071 | 4 | 2007
6142200001 | 2007-04-28 | 2007-05-25 | 28 | 32840 | 79.86 | 79.86 |  | 728.03 | 59.2 | 0 | 0 | 48.869 | 5 | 2007
6142200001 | 2007-05-26 | 2007-06-26 | 32 | 40080 | 79.32 | 79.32 |  | 823.14 | 65.8 | 0 | 0 | 52.1875 | 6 | 2007
6142200001 | 2007-06-27 | 2007-07-25 | 29 | 37800 | 83.61 | 83.61 |  | 808.88 | 77.2 | 0 | 0 | 54.3103 | 7 | 2007
6142200001 | 2007-07-26 | 2007-08-27 | 33 | 42320 | 82.54 | 82.54 |  | 867 | 73 | 0 | 0 | 53.4343 | 8 | 2007
6142200001 | 2007-08-28 | 2007-09-27 | 31 | 39640 | 80.4 | 80.4 |  | 820.5 | 67.1 | 0 | 0 | 53.2796 | 9 | 2007
6142200001 | 2007-09-28 | 2007-10-29 | 32 | 20800 | 83.61 | 83.61 |  | 282.88 | 50.1 | 0 | 0 | 27.0833 | 10 | 2007
6142200001 | 2007-10-30 | 2008-04-23 | 177 | 9200 | 86.83 | 86.83 |  | 291.33 | 35.1 | 0 | 0 | 2.1657 | 4 | 2008
6142200001 | 2008-04-24 | 2008-05-23 | 30 | 35640 | 78.79 | 78.79 |  | 801.78 | 58.2 | 0 | 0 | 49.5 | 5 | 2008
6142200001 | 2008-05-24 | 2008-06-24 | 32 | 38640 | 77.18 | 77.18 |  | 837.64 | 63.7 | 0 | 0 | 50.3125 | 6 | 2008
6142200001 | 2008-06-25 | 2008-07-28 | 34 | 44480 | 85.22 | 85.22 |  | 949.31 | 75.7 | 0 | 0 | 54.5098 | 7 | 2008
6142200001 | 2008-07-29 | 2008-08-25 | 28 | 36280 | 84.15 | 84.15 |  | 828.53 | 73.3 | 0 | 0 | 53.9881 | 8 | 2008
6142200001 | 2008-08-26 | 2008-09-25 | 31 | 39040 | 82 | 82 |  | 860.96 | 65.2 | 0 | 0 | 52.4731 | 9 | 2008
6142200001 | 2008-09-26 | 2008-10-24 | 29 | 23960 | 78.25 | 78.25 |  | 342.63 | 53.1 | 0 | 0 | 34.4253 | 10 | 2008
6142200001 | 2008-10-25 | 2009-04-24 | 182 | 4480 | 82.54 | 82.54 |  | 144.26 | 35.3 | 0 | 0 | 1.0256 | 4 | 2009
6142200001 | 2009-04-24 | 2009-05-22 | 28 | 31880 | 81.47 | 81.47 |  | 808.44 | 54.1 | 0 | 0 | 47.4405 | 5 | 2009
6142200001 | 2009-05-23 | 2009-06-24 | 33 | 42160 | 84.15 | 84.15 |  | 994.76 | 69.4 | 0 | 0 | 53.2323 | 6 | 2009
6142200001 | 2009-06-25 | 2009-07-28 | 34 | 45280 | 84.15 | 84.15 |  | 1043.38 | 75.5 | 0 | 0 | 55.4902 | 7 | 2009
6142200001 | 2009-07-29 | 2009-08-24 | 27 | 35840 | 83.08 | 83.08 |  | 892.4 | 76.7 | 0 | 0 | 55.3086 | 8 | 2009
6142200001 | 2009-08-25 | 2009-09-23 | 30 | 36840 | 84.15 | 84.15 |  | 911.83 | 69.7 | 0 | 0 | 51.1667 | 9 | 2009
6142200001 | 2009-09-24 | 2009-10-26 | 33 | 26240 | 82.54 | 82.54 |  | 409 | 52 | 0 | 0 | 33.1313 | 10 | 2009
6142200001 | 2009-10-27 | 2010-04-23 | 179 | 10000 | 84.15 | 84.15 |  | 350.98 | 38 | 0 | 0 | 2.3277 | 4 | 2010
6142200001 | 2010-04-24 | 2010-05-25 | 32 | 38440 | 80.4 | 80.4 |  | 921.42 | 54.3 | 0 | 0 | 50.0521 | 5 | 2010
6142200001 | 2010-05-26 | 2010-06-24 | 30 | 37200 | 79.32 | 79.32 |  | 898.26 | 61.2 | 0 | 0 | 51.6667 | 6 | 2010
6142200001 | 2010-06-25 | 2010-07-23 | 29 | 38520 | 84.68 | 84.68 |  | 941.86 | 71.9 | 0 | 0 | 55.3448 | 7 | 2010
6142200001 | 2010-07-24 | 2010-08-25 | 33 | 42120 | 84.15 | 84.15 |  | 994.13 | 75.3 | 0 | 0 | 53.1818 | 8 | 2010
6142200001 | 2010-08-26 | 2010-09-27 | 33 | 41200 | 83.61 | 83.61 |  | 979.79 | 62.6 | 0 | 0 | 52.0202 | 9 | 2010
6142200001 | 2010-09-28 | 2010-10-26 | 29 | 16840 | 75.04 | 75.04 |  | 262.48 | 54.8 | 0 | 0 | 24.1954 | 10 | 2010
6142200001 | 2010-10-27 | 2011-04-22 | 178 | 4440 | 86.29 | 86.29 |  | 158.01 | 35.2 | 0 | 0 | 1.0393 | 4 | 2011
6142200001 | 2011-04-23 | 2011-05-24 | 32 | 36360 | 81.47 | 81.47 |  | 892.84 | 52.3 | 0 | 0 | 47.3438 | 5 | 2011
6142200001 | 2011-05-25 | 2011-06-23 | 30 | 33080 | 78.25 | 78.25 |  | 830.2 | 61.2 | 0 | 0 | 45.9444 | 6 | 2011
6142200001 | 2011-06-24 | 2011-07-27 | 34 | 40680 | 82 | 82 |  | 964.01 | 68.1 | 0 | 0 | 49.8529 | 7 | 2011
6142200001 | 2011-07-28 | 2011-08-24 | 28 | 34160 | 83.61 | 83.61 |  | 870.06 | 74.3 | 0 | 0 | 50.8333 | 8 | 2011
6142200001 | 2011-08-25 | 2011-09-23 | 30 | 34960 | 80.4 | 80.4 |  | 867.18 | 71.4 | 0 | 0 | 48.5556 | 9 | 2011
6142200001 | 2011-09-24 | 2011-10-24 | 31 | 24080 | 72.89 | 72.89 |  | 375.33 | 55.6 | 0 | 0 | 32.3656 | 10 | 2011
6142200001 | 2011-10-25 | 2012-04-24 | 183 | 0 | 0 | 0 |  | 0 | 36.2 | 0 | 0 | 0 | 4 | 2012
6142200001 | 2012-04-25 | 2012-05-23 | 29 | 39360 | 84.68 | 84.68 |  | 963.14 | 57.1 | 0 | 0 | 56.5517 | 5 | 2012
6142200001 | 2012-05-24 | 2012-06-22 | 30 | 33280 | 83.08 | 83.08 |  | 855.78 | 62.5 | 0 | 0 | 46.2222 | 6 | 2012
6142200001 | 2012-06-23 | 2012-07-24 | 32 | 19560 | 161.87 | 161.8 |  | 907.48 | 73.5 | 0 | 0 | 25.4688 | 7 | 2012

## Pivot Tables
|  | Last Year = | 2011 |  |  |  | BPA kWh/HP/Year = | 400
Average Power | [8 empty] | Box Plot Calculations
Sum of Average Power | Column Labels
Row Labels | 2007 | 2008 | 2009 | 2010 | 2011 | 2012 |  |  | Month | Q1 | Min | Median | Max | Q3 | Baseline | Last Year 2011 | Deemed | Calculated
4 | 4.3071 | 2.1657 | 1.0256 | 2.3277 | 1.0393 | 0 |  |  | April | 1.0393 | 1.0256 | 2.1657 | 4.3071 | 2.3277 | 2.1731 | 1.0393 | 2.1731 | 2.1731
5 | 48.869 | 49.5 | 47.4405 | 50.0521 | 47.3438 | 56.5517 |  |  | May | 47.4405 | 47.3438 | 48.869 | 50.0521 | 49.5 | 48.6411 | 47.3438 | 48.6411 | 48.6411
6 | 52.1875 | 50.3125 | 53.2323 | 51.6667 | 45.9444 | 46.2222 |  |  | June | 50.3125 | 45.9444 | 51.6667 | 53.2323 | 52.1875 | 50.6687 | 45.9444 | 50.6687 | 50.6687
7 | 54.3103 | 54.5098 | 55.4902 | 55.3448 | 49.8529 | 25.4688 |  |  | July | 54.3103 | 49.8529 | 54.5098 | 55.4902 | 55.3448 | 53.9016 | 49.8529 | 53.9016 | 53.9016
8 | 53.4343 | 53.9881 | 55.3086 | 53.1818 | 50.8333 |  |  |  | August | 53.1818 | 50.8333 | 53.4343 | 55.3086 | 53.9881 | 53.3492 | 50.8333 | 53.3492 | 53.3492
9 | 53.2796 | 52.4731 | 51.1667 | 52.0202 | 48.5556 |  |  |  | September | 51.1667 | 48.5556 | 52.0202 | 53.2796 | 52.4731 | 51.499 | 48.5556 | 51.499 | 51.499
10 | 27.0833 | 34.4253 | 33.1313 | 24.1954 | 32.3656 |  |  |  | October | 27.0833 | 24.1954 | 32.3656 | 34.4253 | 33.1313 | 30.2402 | 32.3656 | 30.2402 | 30.2402
0
Grand Total | 293.4713 | 297.3745 | 296.7953 | 288.7887 | 275.9349 | 128.2427 | 0
Baseline = 217,497 kWh
Deemed = 0 kWh, 400 kWh/HP/Year
#DIV/0!
For HP VFD maintaining 0 psi.
kWH Used
Sum of KWH Used | Column Labels | [10 empty] | Savings Calculations
Row Labels | 2007 | 2008 | 2009 | 2010 | 2011 | 2012 |  |  | Baseline |  |  |  | Deemed | Calculated
4 | 18400 | 9200 | 4480 | 10000 | 4440 | 0 |  |  | 7753.3333 |  |  | VFD Savings (kWh) | 0 | 0
5 | 32840 | 35640 | 31880 | 38440 | 36360 | 39360 |  |  | 35753.3333 |  |  | VFD Savings (%) | 0% | 0%
6 | 40080 | 38640 | 42160 | 37200 | 33080 | 33280 |  |  | 37406.6667
7 | 37800 | 44480 | 45280 | 38520 | 40680 | 19560 |  |  | 37720
8 | 42320 | 36280 | 35840 | 42120 | 34160 |  |  |  | 38144
9 | 39640 | 39040 | 36840 | 41200 | 34960 |  |  |  | 38336
10 | 20800 | 23960 | 26240 | 16840 | 24080 |  |  |  | 22384
Grand Total | 231880 | 227240 | 222720 | 224320 | 207760 | 92200 |  |  | 217497.3333

## LSYield (hidden)
|  |  | Index | Index | 1 | 2 | 3 | 4 | 5 | 6 | 7 | 8 | 9 | 10 | 11 | 12 | 13 | 14 | 15 | 16 | 17 | 18 | 20 | 21
|  |  | 22 | 8 | 8: Discounted Levelized $ per therm
| Look-Up Ids |  |  |  | 2: Lighting Savings Yield by Predominant Space Heat Fuel Source; 8: 0.4645; 9: Load Shape Look Up
Index | 5th Plan Name | ShapeType | Synergy | Spaceheat | Synergy Building Type Name | Electric Resistance | Heat Pump | Gas | Unconditioned | Default Hours of Lighitng | Gas Heat Interaction (therms saved per kWh lighting saved) | Gas Heat NPV per kWh electric lighting saved | Electric Resistance | Heat Pump | Gas | Unconditioned | Default Measure Life
1 | Large Off | LgOff | Enter information on Input Sheet | Enter information on Input Sheet | 14: Index; 15: Select Electric Rate Schedule; 16: Energy Charge, $/kWh; 17: Demand Charge, $/kW; 18: Resource$mart; 20: SECTOR; 21: Maximo # | GL Account #
2 | Medium Off | LgOff | Office 20,000 to 100,000 sf | Electric Resistance, No AC | Office 20,000 to 100,000 sf | 91.61% | 102% | 107.9% | 100% | 4200 | -0.0081888 | -0.0038037 | ExLgOffElecHt | ExLgOffHtPmpHt | ExLgOffGasHt | ExLgOff | 12 | 1 | Enter information on Input Sheet | 0 | 0 | 0 | ""
3 | Small Off | SmOff | Office >100,000 sf | Electric Resistance, w/ AC | Office >100,000 sf | 90.51% | 102% | 106.8% | 100% | 3600 | -0.0081888 | -0.0038037 | ExLgOffElecHt | ExLgOffHtPmpHt | ExLgOffGasHt | ExLgOff | 12 | 2 | Sch. 2, Commercial <40 kW | 0.027 | 0 | 0.06 | Commercial | 260967 | 556000
4 | Big Box | LgRet | Office <20,000 sf | Heat Pump | Office <20,000 sf | 69.09% | 95.5% | 111.7% | 100% | 3000 | -0.021382 | -0.0099319 | ExSmOffElecHt | ExSmOffHtPmpHt | ExSmOffGasHt | ExSmOff | 12 | 3 | Sch. 2, Commercial >40 kW | 0.0235 | 2.4 | 0.06 | Commercial | 260967 | 556000
5 | Small Box | SmRet | Retail Big Box >50,000 sf One-Story | Gas Heat, No Air Cond. | Retail Big Box >50,000 sf One-Story | 81.86% | 102.5% | 111.8% | 100% | 4800 | -0.015013 | -0.0069734 | ExLgRetElecHt | ExLgRetHtPmpHt | ExLgRetGasHt | ExLgRet | 12 | 4 | Sch. 3, Industrial | 0.0135 | 3.23 | 0.15 | Industrial | 260970 | 556000
6 | High End | SmRet | Retail 5,000 to 50,000 sf | Gas w/ Air Cond. | Retail 5,000 to 50,000 sf | 68.09% | 92.5% | 103.4% | 100% | 3900 | -0.017742 | -0.0082413 | ExSmRetElecHt | ExSmRetHtPmpHt | ExSmRetGasHt | ExSmRet | 12 | 5 | Sch. 30, Industrial, Time of Use | 0.0133 | 3.23 | 0.15 | Industrial | 260970 | 556000
7 | Anchor | LgRet | Retail Boutique <5,000 sf | Refrigerated or Cooled | Retail Boutique <5,000 sf | 76.31% | 97.5% | 104.4% | 100% | 3400 | -0.014103 | -0.0065508 | ExSmRetElecHt | ExSmRetHtPmpHt | ExSmRetGasHt | ExSmRet | 12 | 6 | Sch. 5, Irrigation | 0.0165 | 3.52 | 0.15 | Agricultural | 261756 | 556000
8 | K-12 | School | Retail Anchor Store >50,000 sf Multistory | Unconditioned | Retail Anchor Store >50,000 sf Multistory | 71.08% | 96.5% | 110.1% | 100% | 4000 | -0.019562 | -0.0090866 | ExLgRetElecHt | ExLgRetHtPmpHt | ExLgRetGasHt | ExLgRet | 12 | Index
9 | University | School | School K-12 |  | School K-12 | 56.88% | 86% | 100.4% | 100% | 2400 | -0.021837 | -0.010143 | ExSchoolElecHt | ExSchoolHtPmpHt | ExSchoolGasHt | ExSchool | 12 | 6 | Sch. 5, Irrigation | 0.0165 | 3.52 | 0.15 | Agricultural | 261756 | 556000
10 | Warehouse | Wareh | College or University |  | College or University | 68.21% | 95.5% | 110.8% | 100% | 3000 | -0.021382 | -0.0099319 | ExSchoolElecHt | ExSchoolHtPmpHt | ExSchoolGasHt | ExSchool | 12
11 | Supermarket | Groc | Warehouse |  | Warehouse | 61% | 80.5% | 96.36% | 100% | 3500 | -0.017742 | -0.0082413 | ExWarehElecHt | ExWarehHtPmpHt | ExWarehGasHt | ExWareh | 12
12 | MIniMart | Groc | Retail Supermarket | Unconditioned | Retail Supermarket | 85.3% | 97% | 105.2% | 100% | 6500 | -0.010009 | -0.004649 | ExGrocElecHt | ExGrocHtPmpHt | ExGrocGasHt | ExGroc | 12
13 | Restaurant | Rest | Retail Mini Mart |  | Retail Mini Mart | 69.5% | 94.5% | 104.9% | 100% | 6500 | -0.017742 | -0.0082413 | ExGrocElecHt | ExGrocHtPmpHt | ExGrocGasHt | ExGroc | 12
14 | Lodging | Hotel | Restaurant |  | Restaurant | 42.51% | 72.5% | 96.01% | 100% | 5000 | -0.026841 | -0.012468 | ExRestElecHt | ExRestHtPmpHt | ExRestGasHt | ExRest | 12
15 | Hospital | Health | Lodging |  | Lodging | 68.53% | 90% | 104.8% | 100% | 3600 | -0.018197 | -0.0084527 | ExHotelElecHt | ExHotelHtPmpHt | ExHotelGasHt | ExHotel | 12
16 | OtherHealth | Health | Hospital |  | Hospital | 28.91% | 65% | 94.19% | 100% | 5900 | -0.032755 | -0.015215 | ExHealthElecHt | ExHealthHtPmpHt | ExHealthGasHt | ExHealth | 12
17 | Other | CommLight | Other Health, Nursing, Medical Clinic |  | Other Health, Nursing, Medical Clinic | 91.87% | 102% | 108.2% | 100% | 3600 | -0.0081888 | -0.0038037 | ExHealthElecHt | ExHealthHtPmpHt | ExHealthGasHt | ExHealth | 12
18 |  | Ind | Other Commercial |  | Other Commercial | 86.68% | 102% | 103% | 100% | 4000 | -0.0081888 | -0.0038037 | ExCommLight | ExCommLight | ExCommLight | ExCommLight | 12
19 |  | Ind | Industrial Plant with One Shift |  | Industrial Plant with One Shift | 61% | 80.5% | 96.36% | 100% | 2250 | -0.017742 | -0.0082413 | IndShift1 | IndShift1 | IndShift1 | IndShift1 | 12
20 |  | Ind | Industrial Plant with Three Shifts |  | Industrial Plant with Three Shifts | 61% | 80.5% | 96.36% | 100% | 8400 | -0.017742 | -0.0082413 | IndShift3 | IndShift3 | IndShift3 | IndShift3 | 12
21 |  | Flat | Industrial Plant with Two Shifts |  | Industrial Plant with Two Shifts | 61% | 80.5% | 96.36% | 100% | 4500 | -0.017742 | -0.0082413 | IndShift2 | IndShift2 | IndShift2 | IndShift2 | 12
22 |  | StreetLight | Exterior 24 Hour Operation |  | Exterior 24 Hour Operation | 100% | 100% | 100% | 100% | 8760 | 0 | 0 | Flat | Flat | Flat | Flat | 12
23 |  |  | Street & Area Lighting (Photo Sensor Controlled) |  | Street & Area Lighting (Photo Sensor Controlled) | 100% | 100% | 100% | 100% | 5400 | 0 | 0 | StreetLight | StreetLight | StreetLight | StreetLight | 12
24
25 |  |  | Exterior 24 Hour Operation
26
27
28
29
30
Index |  |  | Synergy
22 |  |  | Exterior 24 Hour Operation
Note on G3: Charlie Grist: Lighting Savings Yield is the fraction of lighting energy savings that is realized after taking into account interactions between energy use in the lighting, heating and cooling systems. These values include region-wide estimates of the average saturation of cooling systems. Multiply lighting savings by LSYield to get energy savings net of electric space heat & cooling interactions. Does not include gas interactions. Values are from a series of several hundred DOE 2 runs performed by Mike Kennedy in 2003 on several prototypes in several configurations of shell, lpd, ventilation rates, HVAC system configuration and climate. Adopted by RTF in 2004. Values are default estimates for common cases of building and system configuration and operating conditions thought to represent the population. Over 600 results were synthesized into the categories represented in the tables as a simplification for regional conservation analysis and for default values for the RTF calculators and deemed savings calculations. As a result the default values may not represent specific cases. Specific cases which are thought to have significantly different interactions than the defaults should be modeled under RTF protocols. Original work in file: InteractionsBldgType01082004.xls Default annual hours of lighting operation are estimated from twelve sources by Grist and adopted by RTF in 2004. See file R:\CG\Main\Plan 5\Commercial\Assessment\Data\hours.xls

## ShapePV (hidden)
Values are from | ..\..\..\..\TE\RTF\Software\Deemed Calcs Final\PostFY06 Calcs\CreditCalc_kWh_FY07v1_7.xls
For 12-year measure life all retrofit measures, including industrial lighting
| End Use/Measure | Shape Pointer | NPV/kWh for Selected Measure & Lifetime
| Retrofit of Existing Lighting System, Unspecified Heating Fuel | ExCommLight | 0.46224
| Lighting in Grocery, Air Source Heat Pump Heating and Cooling | ExGrocHtPmpHt | 0.43012
| Lighting in Grocery, Electric Resistance Heating | ExGrocElecHt | 0.4686
| Lighting in Grocery, Gas Heating | ExGrocGasHt | 0.42378
| Lighting in Grocery, Unspecified Heating Fuel | ExGroc | 0.43002
| Lighting in Health Care Facility, Air Source Heat Pump Heating and Cooling | ExHealthHtPmpHt | 0.45966
| Lighting in Health Care Facility, Electric Resistance Heating | ExHealthElecHt | 0.6223
| Lighting in Health Care Facility, Gas Heating | ExHealthGasHt | 0.43944
| Lighting in Health Care Facility, Unspecified Heating Fuel | ExHealth | 0.4677
| Lighting in Hotel, Air Source Heat Pump Heating and Cooling | ExHotelHtPmpHt | 0.4598
| Lighting in Hotel, Electric Resistance Heating | ExHotelElecHt | 0.50822
| Lighting in Hotel, Gas Heating | ExHotelGasHt | 0.44824
| Lighting in Hotel, Unspecified Heating Fuel | ExHotel | 0.46314
| Lighting in Large Office, Air Source Heat Pump Heating and Cooling | ExLgOffHtPmpHt | 0.46784
| Lighting in Large Office, Electric Resistance Heating | ExLgOffElecHt | 0.50966
| Lighting in Large Office, Gas Heating | ExLgOffGasHt | 0.4666
| Lighting in Large Office, Unspecified Heating Fuel | ExLgOff | 0.48412
| Lighting in Large Retail, Air Source Heat Pump Heating and Cooling | ExLgRetHtPmpHt | 0.45566
| Lighting in Large Retail, Electric Resistance Heating | ExLgRetElecHt | 0.46234
| Lighting in Large Retail, Gas Heating | ExLgRetGasHt | 0.45566
| Lighting in Large Retail, Unspecified Heating Fuel | ExLgRet | 0.45676
| Lighting in Lighting, Unspecified Heating Fuel and Building Type | ExCommLight | 0.46224
| Lighting in Existing Restaurant, Air Source Heat Pump Heating and Cooling | ExRestHtPmpHt | 0.44024
| Lighting in Existing Restaurant, Electric Resistance Heating | ExRestElecHt | 0.49806
| Lighting in Existing Restaurant, Gas Heating | ExRestGasHt | 0.42888
| Lighting in Existing Restaurant, Unspecified Heating Fuel | ExRest | 0.43938
| Lighting in Existing School, Air Source Heat Pump Heating and Cooling | ExSchoolHtPmpHt | 0.46434
| Lighting in Existing School, Electric Resistance Heating | ExSchoolElecHt | 0.54624
| Lighting in Existing School, Gas Heating | ExSchoolGasHt | 0.4395
| Lighting in Existing School, Unspecified Heating Fuel | ExSchool | 0.4522
| Lighting in Existing Small Retail, Air Source Heat Pump Heating and Cooling | ExSmRetHtPmpHt | 0.48394
| Lighting in Existing Small Retail, Gas Heating | ExSmRetGasHt | 0.47044
| Lighting in Existing Small Retail, Unspecified Heating Fuel | ExSmRet | 0.48022
| Lighting in Existing Small Office, Air Source Heat Pump Heating and Cooling | ExSmOffHtPmpHt | 0.43458
| Lighting in Existing Small Office, Electric Resistance Heating | ExSmOffElecHt | 0.48548
| Lighting in Existing Small Office, Gas Heating | ExSmOffGasHt | 0.4302
| Lighting in Existing Small Office, Unspecified Heating Fuel | ExSmOff | 0.44314
| Lighting in Existing Small Retail, Electric Resistance Heating | ExSmRetElecHt | 0.51482
| Lighting in Existing Warehouse, Air Source Heat Pump Heating and Cooling | ExWarehHtPmpHt | 0.4606
| Lighting in Existing Warehouse, Electric Resistance Heating | ExWarehElecHt | 0.48148
| Lighting in Existing Warehouse, Gas Heating | ExWarehGasHt | 0.45498
| Lighting in Existing Warehouse, Unspecified Heating Fuel | ExWareh | 0.46304
| Flat Load Profile | FLAT | 0.40406
| PNW System Load Shape | SysLoad | 0.44352
| Street & Area Lighting (Photo Sensor Controlled) | StreetLight | 0.36022
| Generic Plant with One Shift | IndShift1 | 0.492
| Generic Plant with Three Shifts | IndShift3 | 0.4254
| Generic Plant with Two Shifts | IndShift2 | 0.47816

## BugList (hidden)
Item | Bug | Discovery Date | Bug Version | Who | Disposition | Revised Version | Revision Date
1 | "NA" shows on Project summary under "Unit Value of Electric Savings (NPV/kWh)" cell H31 when Btype is "Other Commercial" | 2006-12-16 | CommercialLightingCalculator FY07 V1_1.xls | Nora | Due to misnamed load shape in tab ShapePV. Fixed by Grist on 12/16/2005. | CommercialLightingCalculator FY07 V1_2.xls | 2005-12-16
2 | Outdated values for PV of energy saved by shape and btype in Shape PV. | 2006-12-16 | CommercialLightingCalculator FY07 V1_1.xls | Grist | Bug due to earlier version 2 of CreditCalc with embedded error that put values off by one row. Corrected to PV Values of Credit Calc Version 7. | CommercialLightingCalculator FY07 V1_2.xls | 2005-12-16
3 | User could input negative capital cost and Site Audit would report negative reimbursement. | 2006-12-07 | CommercialLightingCalculator FY07 V1_1.xls | Grist | Added test to screen for input negative capital cost and set reimbursement to zero in cell R16 of tab 'Site Audit'. | CommercialLightingCalculator FY07 V1_2.xls | 2005-12-16
4 | Wrong value for interaction on industrial one-shift, two-shift and three shift. RTF recommended default values be same as for warehouse. | 2006-12-16 | CommercialLightingCalculator FY07 V1_1.xls | Grist | Corrected so that conditioned space interaction same as for warehouse. Still use no interaction for unconditioned industrial. | CommercialLightingCalculator FY07 V1_2.xls | 2005-12-16
5 | Rearranged facilities data on Site Audit tab and reflected all relevant data to Summary tab. Protected Summary tab | 2006-06-06 | CommercialLightingCalculator FY07 V1_3.xls | Nora | New version uploaded to live site | CommercialLightingCalculator FY07 V1_4.xls | 2006-06-06

## LSYield2 (hidden)
|  |  | Btype | SpaceHeat | 1 | 2 | 3 | 4 | 5 | 6 | 7 | 8 | 9 | 10 | 11 | 12 | 13 | 14 | 15 | 16 | 17 | 18 | 19 | 20 | 21
|  |  | 13 | 2 | 8: Discounted Levelized $ per therm
| Look-Up Ids |  |  |  | 2: Lighting Savings Yield by Predominant Space Heat Fuel Source; 8: 0.4645; 9: Load Shape Look Up
| 5th Plan Name | ShapeType | Synergy | Space Heat Fuel Source | Synergy Building Type Name | Electric Resistance | Heat Pump | Gas | Unconditioned | Default Hours of Lighitng | Gas Heat Interaction (therms saved per kWh lighting saved) | Gas Heat NPV per kWh electric lighting saved | Electric Resistance | Heat Pump | Gas | Unconditioned | Default Measure Life
1 | Large Off | LgOff | Select building type | Select heating type | Office 20,000 to 100,000 sf | 91.61% | 102% | 107.9% | 100% | 4200 | -0.0081888 | -0.0038037 | ExLgOffElecHt | ExLgOffHtPmpHt | ExLgOffGasHt | ExLgOff | 12
2 | Medium Off | LgOff | Office 20,000 to 100,000 sf | Electric Resistance | Office >100,000 sf | 90.51% | 102% | 106.8% | 100% | 3600 | -0.0081888 | -0.0038037 | ExLgOffElecHt | ExLgOffHtPmpHt | ExLgOffGasHt | ExLgOff | 12
3 | Small Off | SmOff | Office >100,000 sf | Heat Pump | Office <20,000 sf | 69.09% | 95.5% | 111.7% | 100% | 3000 | -0.021382 | -0.0099319 | ExSmOffElecHt | ExSmOffHtPmpHt | ExSmOffGasHt | ExSmOff | 12
4 | Big Box | LgRet | Office <20,000 sf | Gas | Retail Big Box >50,000 sf One-Story | 81.86% | 102.5% | 111.8% | 100% | 4800 | -0.015013 | -0.0069734 | ExLgRetElecHt | ExLgRetHtPmpHt | ExLgRetGasHt | ExLgRet | 12
5 | Small Box | SmRet | Retail Big Box >50,000 sf One-Story | Unconditioned | Retail 5,000 to 50,000 sf | 68.09% | 92.5% | 103.4% | 100% | 3900 | -0.017742 | -0.0082413 | ExSmRetElecHt | ExSmRetHtPmpHt | ExSmRetGasHt | ExSmRet | 12
6 | High End | SmRet | Retail 5,000 to 50,000 sf |  | Retail Boutique <5,000 sf | 76.31% | 97.5% | 104.4% | 100% | 3400 | -0.014103 | -0.0065508 | ExSmRetElecHt | ExSmRetHtPmpHt | ExSmRetGasHt | ExSmRet | 12
7 | Anchor | LgRet | Retail Boutique <5,000 sf |  | Retail Anchor Store >50,000 sf Multistory | 71.08% | 96.5% | 110.1% | 100% | 4000 | -0.019562 | -0.0090866 | ExLgRetElecHt | ExLgRetHtPmpHt | ExLgRetGasHt | ExLgRet | 12
8 | K-12 | School | Retail Anchor Store >50,000 sf Multistory |  | School K-12 | 56.88% | 86% | 100.4% | 100% | 2400 | -0.021837 | -0.010143 | ExSchoolElecHt | ExSchoolHtPmpHt | ExSchoolGasHt | ExSchool | 12
9 | University | School | School K-12 |  | College or University | 68.21% | 95.5% | 110.8% | 100% | 3000 | -0.021382 | -0.0099319 | ExSchoolElecHt | ExSchoolHtPmpHt | ExSchoolGasHt | ExSchool | 12
10 | Warehouse | Wareh | College or University |  | Warehouse | 61% | 80.5% | 96.36% | 100% | 3500 | -0.017742 | -0.0082413 | ExWarehElecHt | ExWarehHtPmpHt | ExWarehGasHt | ExWareh | 12
11 | Supermarket | Groc | Warehouse |  | Retail Supermarket | 85.3% | 97% | 105.2% | 100% | 6500 | -0.010009 | -0.004649 | ExGrocElecHt | ExGrocHtPmpHt | ExGrocGasHt | ExGroc | 12
12 | MIniMart | Groc | Retail Supermarket |  | Retail Mini Mart | 69.5% | 94.5% | 104.9% | 100% | 6500 | -0.017742 | -0.0082413 | ExGrocElecHt | ExGrocHtPmpHt | ExGrocGasHt | ExGroc | 12
13 | Restaurant | Rest | Retail Mini Mart |  | Restaurant | 42.51% | 72.5% | 96.01% | 100% | 5000 | -0.026841 | -0.012468 | ExRestElecHt | ExRestHtPmpHt | ExRestGasHt | ExRest | 12
14 | Lodging | Hotel | Restaurant |  | Lodging | 68.53% | 90% | 104.8% | 100% | 3600 | -0.018197 | -0.0084527 | ExHotelElecHt | ExHotelHtPmpHt | ExHotelGasHt | ExHotel | 12
15 | Hospital | Health | Lodging |  | Hospital | 28.91% | 65% | 94.19% | 100% | 5900 | -0.032755 | -0.015215 | ExHealthElecHt | ExHealthHtPmpHt | ExHealthGasHt | ExHealth | 12
16 | OtherHealth | Health | Hospital |  | Other Health, Nursing, Medical Clinic | 91.87% | 102% | 108.2% | 100% | 3600 | -0.0081888 | -0.0038037 | ExHealthElecHt | ExHealthHtPmpHt | ExHealthGasHt | ExHealth | 12
17 | Other | CommLight | Other Health, Nursing, Medical Clinic |  | Other Commercial | 86.68% | 102% | 103% | 100% | 4000 | -0.0081888 | -0.0038037 | ExCommLight | ExCommLight | ExCommLight | ExCommLight | 12
18 |  | Ind | Other Commercial |  | Industrial Plant with One Shift | 61% | 80.5% | 96.36% | 100% | 2250 | -0.017742 | -0.0082413 | IndShift1 | IndShift1 | IndShift1 | IndShift1 | 12
19 |  | Ind | Industrial Plant with One Shift |  | Industrial Plant with Three Shifts | 61% | 80.5% | 96.36% | 100% | 8400 | -0.017742 | -0.0082413 | IndShift3 | IndShift3 | IndShift3 | IndShift3 | 12
20 |  | Ind | Industrial Plant with Three Shifts |  | Industrial Plant with Two Shifts | 61% | 80.5% | 96.36% | 100% | 4500 | -0.017742 | -0.0082413 | IndShift2 | IndShift2 | IndShift2 | IndShift2 | 12
21 |  | Flat | Industrial Plant with Two Shifts |  | Exterior 24 Hour Operation | 100% | 100% | 100% | 100% | 8760 | 0 | 0 | Flat | Flat | Flat | Flat | 12
22 |  | StreetLight | Exterior 24 Hour Operation |  | Street & Area Lighting (Photo Sensor Controlled) | 100% | 100% | 100% | 100% | 5400 | 0 | 0 | StreetLight | StreetLight | StreetLight | StreetLight | 12
23 |  |  | Street & Area Lighting (Photo Sensor Controlled)
24
25
26
27
28
29
30
Note on G3: Charlie Grist: Lighting Savings Yield is the fraction of lighting energy savings that is realized after taking into account interactions between energy use in the lighting, heating and cooling systems. These values include region-wide estimates of the average saturation of cooling systems. Multiply lighting savings by LSYield to get energy savings net of electric space heat & cooling interactions. Does not include gas interactions. Values are from a series of several hundred DOE 2 runs performed by Mike Kennedy in 2003 on several prototypes in several configurations of shell, lpd, ventilation rates, HVAC system configuration and climate. Adopted by RTF in 2004. Values are default estimates for common cases of building and system configuration and operating conditions thought to represent the population. Over 600 results were synthesized into the categories represented in the tables as a simplification for regional conservation analysis and for default values for the RTF calculators and deemed savings calculations. As a result the default values may not represent specific cases. Specific cases which are thought to have significantly different interactions than the defaults should be modeled under RTF protocols. Original work in file: InteractionsBldgType01082004.xls Default annual hours of lighting operation are estimated from twelve sources by Grist and adopted by RTF in 2004. See file R:\CG\Main\Plan 5\Commercial\Assessment\Data\hours.xls

## uploaddata (hidden)
Version | ML | projcost | busbr sav | wattred | totcred | bc ratio | bldgtype | bldg | acctno | zip | facility | state | projname | street | city
#REF! | #REF! | #REF! | #REF! | #REF! | #REF! | #REF! | #REF! | #REF! | #REF! | #REF! | #REF! | #REF! | #REF! | #REF! | #REF!

## Deemed Measures (hidden)
Sector | End Use | Category | Technology/Activity/Practice | Key Characteristics 1 | Key Characteristics 2 | Key Characteristics 3 | Key Characteristics 4 | Annual Savings @ Generator Busbar (kwh/yr) | Credit / Reimbursement ($/unit) | Measure Name | Vintage | Primary Building Type_Deemed | Annual Savings @ Site (kwh/yr) | Incremental Capital Cost ($/unit) | BPA Effective Date | BPA Expiration Date | Measure Life (years) | Comments | Delivery Mechanism | Efficient Case Savings Characteristics 1 | Efficient Case Savings Characteristics 2 | Efficient Case Savings Characteristics 3 | Efficient Case Savings Characteristics 4 | Efficient Case Savings Characteristics 5 | Installed Size/Volume/Etc. | Unit Type of Savings/Reimbursement | Installed Efficiency Level/Rating | Motor Type | Secondary Building Type_Deemed | Building Square Footage | Baseline Characteristics 1 | Baseline Characteristics 2 | Existing Size/Volume/Etc. | Existing Efficiency Level/Rating | State | Fuel Type | Installation Location | Specification/Requirements | Lost Opportunity | Program | End-user Benefits | Societal Benefits | RTF UES Measure Status | RTF Effective Date | RTF Sunset Date | RTF Sunset Criteria | Workbook Link | M&V Plan | Savings Estimation Method | Incremental O&M Costs ($/unit) | Present Value of Periodic Capital Replacement Cost ($/unit) | Power System Transmission System Coincident Factor | Power System Coincident Peak Reduction (KW) | Distribution System Diversified Load Factor | Distribution System Peak Load Reduction (kW) | Present Value Electric Energy Savings ($/kWh) | Present Value of Transmission & Distribution System Benefits ($/kWh) | Present Value Incremental Capital Cost ($/kWh) | Present Value O & M Cost ($/kWh) | Present Value of Periodic Capital Replacement Cost ($/kWh) | Present Value of Region Act's 10% Conservation Credit ($/kWh) | Present Value Non-Electric System Benefits ($/kWh) | Present Value Carbon Dioxide Reduction Benefits ($/kWh) | Present Value Total Societal Benefits ($/kWh) | Present Value Total Societal Costs ($/kWh) | Net Present Value Societal Cost & Benefits ($/kWh) | Total Societal Benefit / Cost Ratio (TRC B/C Ratio) | Levelized Cost (mills/kWh) | C02 Reduction (tons over expected measure life) | Cost Effective
Agricultural | Motors/Drives | Motors | Motor Rewind | 15 Horsepower |  |  |  | 159 | 30 | Motor Rewind 15 Horsepower BPA Qualified | Existing | Non building measure (Motors) | 145 | 138.33 | 2010-10-01 |  | 12 | Deemed based on average motor loading and efficiency gain over impoperly rewound NEMA premium motor. | [6 empty] | 15 Horsepower | [12 empty] | Motor shall be rewound by Green Motors Practices Group program participant in good standing according to GMPG specifications for efficient rewinds. | No | Green Motors | Longer motor service life | Lower electricity use, reduced air emissions. | BPA Qualified | [5 empty] | BPA Qualified UES | 0 | 0 | 0 | 0 | 0.3 | 0.06 | 0.405 | 0 | 0.892 | 0 | 0 | 0.1 | 0 | 0 | 1.097 | 1.067 | 0.03 | 1 | 42.3 | 0.1 | Yes
Agricultural | Motors/Drives | Motors | Motor Rewind | 20 Horsepower |  |  |  | 210 | 40 | Motor Rewind 20 Horsepower BPA Qualified | Existing | Non building measure (Motors) | 306 | 154.33 | 2010-10-01 |  | 12 | Deemed based on average motor loading and efficiency gain over impoperly rewound NEMA premium motor. | [6 empty] | 20 Horsepower | [12 empty] | Motor shall be rewound by Green Motors Practices Group program participant in good standing according to GMPG specifications for efficient rewinds. | No | Green Motors | Longer motor service life | Lower electricity use, reduced air emissions. | BPA Qualified | [5 empty] | BPA Qualified UES | 0 | 0 | 0 | 0 | 0.3 | 0.08 | 0.405 | 0 | 0.752 | 0 | 0 | 0.1 | 0 | 0 | 1.097 | 0.899 | 0.198 | 1.2 | 23.5 | 0.1 | Yes
Agricultural | Motors/Drives | Motors | Motor Rewind | 25 Horsepower |  |  |  | 258 | 50 | Motor Rewind 25 Horsepower BPA Qualified | Existing | Non building measure (Motors) | 701 | 176.33 | 2010-10-01 |  | 11 | Deemed based on average motor loading and efficiency gain over impoperly rewound NEMA premium motor. | [6 empty] | 25 Horsepower | [12 empty] | Motor shall be rewound by Green Motors Practices Group program participant in good standing according to GMPG specifications for efficient rewinds. | No | Green Motors | Longer motor service life | Lower electricity use, reduced air emissions. | BPA Qualified | [5 empty] | BPA Qualified UES | 0 | 0 | 0 | 0 | 0.3 | 0.098 | 0.405 | 0 | 0.748 | 0 | 0 | 0.1 | 0 | 0 | 1.097 | 0.885 | 0.212 | 1.2 | 21.8 | 0.1 | Yes
Agricultural | Motors/Drives | Motors | Motor Rewind | 30 Horsepower |  |  |  | 278 | 60 | Motor Rewind 30 Horsepower BPA Qualified | Existing | Non building measure (Motors) | 1909 | 193.67 | 2010-10-01 |  | 11 | Deemed based on average motor loading and efficiency gain over impoperly rewound NEMA premium motor. | [6 empty] | 30 Horsepower | [12 empty] | Motor shall be rewound by Green Motors Practices Group program participant in good standing according to GMPG specifications for efficient rewinds. | No | Green Motors | Longer motor service life | Lower electricity use, reduced air emissions. | BPA Qualified | [5 empty] | BPA Qualified UES | 0 | 0 | 0 | 0 | 0.3 | 0.106 | 0.405 | 0 | 0.765 | 0 | 0 | 0.1 | 0 | 0 | 1.097 | 0.904 | 0.193 | 1.2 | 24 | 0.1 | Yes
Agricultural | Motors/Drives | Motors | Motor Rewind | 40 Horsepower |  |  |  | 325 | 80 | Motor Rewind 40 Horsepower BPA Qualified | Existing | Non building measure (Motors) | 2218 | 236.67 | 2010-10-01 |  | 11 | Deemed based on average motor loading and efficiency gain over impoperly rewound NEMA premium motor. | [6 empty] | 40 Horsepower | [12 empty] | Motor shall be rewound by Green Motors Practices Group program participant in good standing according to GMPG specifications for efficient rewinds. | No | Green Motors | Longer motor service life | Lower electricity use, reduced air emissions. | BPA Qualified | [5 empty] | BPA Qualified UES | 0 | 0 | 0 | 0 | 0.3 | 0.124 | 0.405 | 0 | 0.799 | 0 | 0 | 0.1 | 0 | 0 | 1.097 | 0.945 | 0.152 | 1.2 | 28.6 | 0.1 | Yes
Agricultural | Motors/Drives | Motors | Motor Rewind | 50 Horsepower |  |  |  | 352 | 100 | Motor Rewind 50 Horsepower BPA Qualified | Existing | Non building measure (Motors) | 103 | 262 | 2010-10-01 |  | 11 | Deemed based on average motor loading and efficiency gain over impoperly rewound NEMA premium motor. | [6 empty] | 50 Horsepower | [12 empty] | Motor shall be rewound by Green Motors Practices Group program participant in good standing according to GMPG specifications for efficient rewinds. | No | Green Motors | Longer motor service life | Lower electricity use, reduced air emissions. | BPA Qualified | [5 empty] | BPA Qualified UES | 0 | 0 | 0 | 0 | 0.3 | 0.134 | 0.405 | 0 | 0.816 | 0 | 0 | 0.1 | 0 | 0 | 1.097 | 0.965 | 0.132 | 1.1 | 30.8 | 0.1 | Yes
Agricultural | Motors/Drives | Motors | Motor Rewind | 60 Horsepower |  |  |  | 358 | 120 | Motor Rewind 60 Horsepower BPA Qualified | Existing | Non building measure (Motors) | 221 | 309 | 2010-10-01 |  | 9 | Deemed based on average motor loading and efficiency gain over impoperly rewound NEMA premium motor. | [6 empty] | 60 Horsepower | [12 empty] | Motor shall be rewound by Green Motors Practices Group program participant in good standing according to GMPG specifications for efficient rewinds. | No | Green Motors | Longer motor service life | Lower electricity use, reduced air emissions. | BPA Qualified | [5 empty] | BPA Qualified UES | 0 | 0 | 0 | 0 | 0.3 | 0.136 | 0.405 | 0 | 1.113 | 0 | 0 | 0.1 | 0 | 0 | 1.097 | 1.286 | -0.189 | 0.9 | 67.1 | 0.1 | No
Agricultural | Motors/Drives | Motors | Motor Rewind | 75 Horsepower |  |  |  | 372 | 150 | Motor Rewind 75 Horsepower BPA Qualified | Existing | Non building measure (Motors) | 590 | 334 | 2010-10-01 |  | 9 | Deemed based on average motor loading and efficiency gain over impoperly rewound NEMA premium motor. | [6 empty] | 75 Horsepower | [12 empty] | Motor shall be rewound by Green Motors Practices Group program participant in good standing according to GMPG specifications for efficient rewinds. | No | Green Motors | Longer motor service life | Lower electricity use, reduced air emissions. | BPA Qualified | [5 empty] | BPA Qualified UES | 0 | 0 | 0 | 0 | 0.3 | 0.142 | 0.405 | 0 | 1.158 | 0 | 0 | 0.1 | 0 | 0 | 1.097 | 1.338 | -0.241 | 0.8 | 72.9 | 0.1 | No
Agricultural | Motors/Drives | Motors | Motor Rewind | 100 Horsepower |  |  |  | 639 | 200 | Motor Rewind 100 Horsepower BPA Qualified | Existing | Non building measure (Motors) | 1898 | 414.33 | 2010-10-01 |  | 9 | Deemed based on average motor loading and efficiency gain over impoperly rewound NEMA premium motor. | [6 empty] | 100 Horsepower | [12 empty] | Motor shall be rewound by Green Motors Practices Group program participant in good standing according to GMPG specifications for efficient rewinds. | No | Green Motors | Longer motor service life | Lower electricity use, reduced air emissions. | BPA Qualified | [5 empty] | BPA Qualified UES | 0 | 0 | 0 | 0 | 0.3 | 0.243 | 0.405 | 0 | 0.837 | 0 | 0 | 0.1 | 0 | 0 | 1.097 | 0.966 | 0.131 | 1.1 | 31 | 0.2 | Yes
Agricultural | Motors/Drives | Motors | Motor Rewind | 125 Horsepower |  |  |  | 794 | 250 | Motor Rewind 125 Horsepower BPA Qualified | Existing | Non building measure (Motors) | 920 | 465.33 | 2010-10-01 |  | 10 | Deemed based on average motor loading and efficiency gain over impoperly rewound NEMA premium motor. | [6 empty] | 125 Horsepower | [12 empty] | Motor shall be rewound by Green Motors Practices Group program participant in good standing according to GMPG specifications for efficient rewinds. | No | Green Motors | Longer motor service life | Lower electricity use, reduced air emissions. | BPA Qualified | [5 empty] | BPA Qualified UES | 0 | 0 | 0 | 0 | 0.3 | 0.302 | 0.405 | 0 | 0.693 | 0 | 0 | 0.1 | 0 | 0 | 1.097 | 0.81 | 0.287 | 1.4 | 13.4 | 0.3 | Yes
Agricultural | Motors/Drives | Motors | Motor Rewind | 150 Horsepower |  |  |  | 946 | 300 | Motor Rewind 150 Horsepower BPA Qualified | Existing | Non building measure (Motors) | 200 | 518.33 | 2010-10-01 |  | 10 | Deemed based on average motor loading and efficiency gain over impoperly rewound NEMA premium motor. | [6 empty] | 150 Horsepower | [12 empty] | Motor shall be rewound by Green Motors Practices Group program participant in good standing according to GMPG specifications for efficient rewinds. | No | Green Motors | Longer motor service life | Lower electricity use, reduced air emissions. | BPA Qualified | [5 empty] | BPA Qualified UES | 0 | 0 | 0 | 0 | 0.3 | 0.36 | 0.405 | 0 | 0.648 | 0 | 0 | 0.1 | 0 | 0 | 1.097 | 0.757 | 0.34 | 1.4 | 7.5 | 0.4 | Yes
Agricultural | Motors/Drives | Motors | Motor Rewind | 200 Horsepower |  |  |  | 1254 | 400 | Motor Rewind 200 Horsepower BPA Qualified | Existing | Non building measure (Motors) | 423 | 624 | 2010-10-01 |  | 10 | Deemed based on average motor loading and efficiency gain over impoperly rewound NEMA premium motor. | [6 empty] | 200 Horsepower | [12 empty] | Motor shall be rewound by Green Motors Practices Group program participant in good standing according to GMPG specifications for efficient rewinds. | No | Green Motors | Longer motor service life | Lower electricity use, reduced air emissions. | BPA Qualified | [5 empty] | BPA Qualified UES | 0 | 0 | 0 | 0 | 0.3 | 0.477 | 0.405 | 0 | 0.589 | 0 | 0 | 0.1 | 0 | 0 | 1.097 | 0.688 | 0.409 | 1.6 | -0.4 | 0.5 | Yes
Agricultural | Motors/Drives | Motors | Motor Rewind | 250 Horsepower |  |  |  | 1566 | 500 | Motor Rewind 250 Horsepower BPA Qualified | Existing | Non building measure (Motors) | 969 | 802 | 2010-10-01 |  | 8 | Deemed based on average motor loading and efficiency gain over impoperly rewound NEMA premium motor. | [6 empty] | 250 Horsepower | [12 empty] | Motor shall be rewound by Green Motors Practices Group program participant in good standing according to GMPG specifications for efficient rewinds. | No | Green Motors | Longer motor service life | Lower electricity use, reduced air emissions. | BPA Qualified | [5 empty] | BPA Qualified UES | 0 | 0 | 0 | 0 | 0.3 | 0.596 | 0.405 | 0 | 0.729 | 0 | 0 | 0.1 | 0 | 0 | 1.097 | 0.831 | 0.266 | 1.3 | 15.8 | 0.6 | Yes
Agricultural | Motors/Drives | Motors | Motor Rewind | 300 Horsepower |  |  |  | 1876 | 600 | Motor Rewind 300 Horsepower BPA Qualified | Existing | Non building measure (Motors) | 2636 | 810.67 | 2010-10-01 |  | 8 | Deemed based on average motor loading and efficiency gain over impoperly rewound NEMA premium motor. | [6 empty] | 300 Horsepower | [12 empty] | Motor shall be rewound by Green Motors Practices Group program participant in good standing according to GMPG specifications for efficient rewinds. | No | Green Motors | Longer motor service life | Lower electricity use, reduced air emissions. | BPA Qualified | [5 empty] | BPA Qualified UES | 0 | 0 | 0 | 0 | 0.3 | 0.714 | 0.405 | 0 | 0.615 | 0 | 0 | 0.1 | 0 | 0 | 1.097 | 0.701 | 0.396 | 1.6 | 1.1 | 0.7 | Yes
Agricultural | Motors/Drives | Motors | Motor Rewind | 350 Horsepower |  |  |  | 2189 | 700 | Motor Rewind 350 Horsepower BPA Qualified | Existing | Non building measure (Motors) | 3064 | 849.67 | 2010-10-01 |  | 8 | Deemed based on average motor loading and efficiency gain over impoperly rewound NEMA premium motor. | [6 empty] | 350 Horsepower | [12 empty] | Motor shall be rewound by Green Motors Practices Group program participant in good standing according to GMPG specifications for efficient rewinds. | No | Green Motors | Longer motor service life | Lower electricity use, reduced air emissions. | BPA Qualified | [5 empty] | BPA Qualified UES | 0 | 0 | 0 | 0 | 0.3 | 0.833 | 0.405 | 0 | 0.552 | 0 | 0 | 0.1 | 0 | 0 | 1.097 | 0.63 | 0.467 | 1.7 | -6.9 | 0.8 | Yes
Agricultural | Motors/Drives | Motors | Motor Rewind | 400 Horsepower |  |  |  | 2494 | 800 | Motor Rewind 400 Horsepower BPA Qualified | Existing | Non building measure (Motors) | 120 | 949 | 2010-10-01 |  | 8 | Deemed based on average motor loading and efficiency gain over impoperly rewound NEMA premium motor. | [6 empty] | 400 Horsepower | [12 empty] | Motor shall be rewound by Green Motors Practices Group program participant in good standing according to GMPG specifications for efficient rewinds. | No | Green Motors | Longer motor service life | Lower electricity use, reduced air emissions. | BPA Qualified | [5 empty] | BPA Qualified UES | 0 | 0 | 0 | 0 | 0.3 | 0.949 | 0.405 | 0 | 0.541 | 0 | 0 | 0.1 | 0 | 0 | 1.097 | 0.617 | 0.48 | 1.8 | -8.3 | 0.9 | Yes
Agricultural | Motors/Drives | Motors | Motor Rewind | 450 Horsepower |  |  |  | 2798 | 900 | Motor Rewind 450 Horsepower BPA Qualified | Existing | Non building measure (Motors) | 256 | 1037.33 | 2010-10-01 |  | 8 | Deemed based on average motor loading and efficiency gain over impoperly rewound NEMA premium motor. | [6 empty] | 450 Horsepower | [12 empty] | Motor shall be rewound by Green Motors Practices Group program participant in good standing according to GMPG specifications for efficient rewinds. | No | Green Motors | Longer motor service life | Lower electricity use, reduced air emissions. | BPA Qualified | [5 empty] | BPA Qualified UES | 0 | 0 | 0 | 0 | 0.3 | 1.065 | 0.405 | 0 | 0.527 | 0 | 0 | 0.1 | 0 | 0 | 1.097 | 0.602 | 0.495 | 1.8 | -10.1 | 1 | Yes
Agricultural | Motors/Drives | Motors | Motor Rewind | 500 Horsepower |  |  |  | 3109 | 1000 | Motor Rewind 500 Horsepower BPA Qualified | Existing | Non building measure (Motors) | 684 | 1120.67 | 2010-10-01 |  | 8 | Deemed based on average motor loading and efficiency gain over impoperly rewound NEMA premium motor. | [6 empty] | 500 Horsepower | [12 empty] | Motor shall be rewound by Green Motors Practices Group program participant in good standing according to GMPG specifications for efficient rewinds. | No | Green Motors | Longer motor service life | Lower electricity use, reduced air emissions. | BPA Qualified | [5 empty] | BPA Qualified UES | 0 | 0 | 0 | 0 | 0.3 | 1.183 | 0.405 | 0 | 0.513 | 0 | 0 | 0.1 | 0 | 0 | 1.097 | 0.585 | 0.512 | 1.9 | -12 | 1.2 | Yes
Agricultural | Motors/Drives | Motors | Motor Rewind | 600 Horsepower |  |  |  | 3731 | 1200 | Motor Rewind 600 Horsepower BPA Qualified | Existing | Non building measure (Motors) | 2201 | 1651.45 | 2010-10-01 |  | 7 | Deemed based on average motor loading and efficiency gain over impoperly rewound NEMA premium motor. | [6 empty] | 600 Horsepower | [12 empty] | Motor shall be rewound by Green Motors Practices Group program participant in good standing according to GMPG specifications for efficient rewinds. | No | Green Motors | Longer motor service life | Lower electricity use, reduced air emissions. | BPA Qualified | [5 empty] | BPA Qualified UES | 0 | 0 | 0 | 0 | 0.3 | 1.42 | 0.405 | 0 | 0.706 | 0 | 0 | 0.1 | 0 | 0 | 1.097 | 0.794 | 0.303 | 1.4 | 11.6 | 1.4 | Yes
Agricultural | Motors/Drives | Motors | Motor Rewind | 700 Horsepower |  |  |  | 4353 | 1400 | Motor Rewind 700 Horsepower BPA Qualified | Existing | Non building measure (Motors) | 1067 | 1801.73 | 2010-10-01 |  | 7 | Deemed based on average motor loading and efficiency gain over impoperly rewound NEMA premium motor. | [6 empty] | 700 Horsepower | [12 empty] | Motor shall be rewound by Green Motors Practices Group program participant in good standing according to GMPG specifications for efficient rewinds. | No | Green Motors | Longer motor service life | Lower electricity use, reduced air emissions. | BPA Qualified | [5 empty] | BPA Qualified UES | 0 | 0 | 0 | 0 | 0.3 | 1.656 | 0.405 | 0 | 0.66 | 0 | 0 | 0.1 | 0 | 0 | 1.097 | 0.743 | 0.354 | 1.5 | 5.8 | 1.6 | Yes
Agricultural | Motors/Drives | Motors | Motor Rewind | 800 Horsepower |  |  |  | 4975 | 1600 | Motor Rewind 800 Horsepower BPA Qualified | Existing | Non building measure (Motors) | 231 | 1999.06 | 2010-10-01 |  | 7 | Deemed based on average motor loading and efficiency gain over impoperly rewound NEMA premium motor. | [6 empty] | 800 Horsepower | [12 empty] | Motor shall be rewound by Green Motors Practices Group program participant in good standing according to GMPG specifications for efficient rewinds. | No | Green Motors | Longer motor service life | Lower electricity use, reduced air emissions. | BPA Qualified | [5 empty] | BPA Qualified UES | 0 | 0 | 0 | 0 | 0.3 | 1.893 | 0.405 | 0 | 0.641 | 0 | 0 | 0.1 | 0 | 0 | 1.097 | 0.721 | 0.376 | 1.5 | 3.4 | 1.9 | Yes
Agricultural | Motors/Drives | Motors | Motor Rewind | 900 Horsepower |  |  |  | 5597 | 1800 | Motor Rewind 900 Horsepower BPA Qualified | Existing | Non building measure (Motors) | 490 | 2203.88 | 2010-10-01 |  | 7 | Deemed based on average motor loading and efficiency gain over impoperly rewound NEMA premium motor. | [6 empty] | 900 Horsepower | [12 empty] | Motor shall be rewound by Green Motors Practices Group program participant in good standing according to GMPG specifications for efficient rewinds. | No | Green Motors | Longer motor service life | Lower electricity use, reduced air emissions. | BPA Qualified | [5 empty] | BPA Qualified UES | 0 | 0 | 0 | 0 | 0.3 | 2.13 | 0.405 | 0 | 0.628 | 0 | 0 | 0.1 | 0 | 0 | 1.097 | 0.707 | 0.39 | 1.6 | 1.7 | 2.1 | Yes
Agricultural | Motors/Drives | Motors | Motor Rewind | 1000 Horsepower |  |  |  | 6219 | 2000 | Motor Rewind 1000 Horsepower BPA Qualified | Existing | Non building measure (Motors) | 1123 | 2375.1 | 2010-10-01 |  | 7 | Deemed based on average motor loading and efficiency gain over impoperly rewound NEMA premium motor. | [6 empty] | 1000 Horsepower | [12 empty] | Motor shall be rewound by Green Motors Practices Group program participant in good standing according to GMPG specifications for efficient rewinds. | No | Green Motors | Longer motor service life | Lower electricity use, reduced air emissions. | BPA Qualified | [5 empty] | BPA Qualified UES | 0 | 0 | 0 | 0 | 0.3 | 2.366 | 0.405 | 0 | 0.609 | 0 | 0 | 0.1 | 0 | 0 | 1.097 | 0.686 | 0.411 | 1.6 | -0.7 | 2.3 | Yes
Agricultural | Motors/Drives | Motors | Motor Rewind | 1250 Horsepower |  |  |  | 7773 | 2500 | Motor Rewind 1250 Horsepower BPA Qualified | Existing | Non building measure (Motors) | 3057 | 2837.23 | 2010-10-01 |  | 7 | Deemed based on average motor loading and efficiency gain over impoperly rewound NEMA premium motor. | [6 empty] | 1250 Horsepower | [12 empty] | Motor shall be rewound by Green Motors Practices Group program participant in good standing according to GMPG specifications for efficient rewinds. | No | Green Motors | Longer motor service life | Lower electricity use, reduced air emissions. | BPA Qualified | [5 empty] | BPA Qualified UES | 0 | 0 | 0 | 0 | 0.3 | 2.958 | 0.405 | 0 | 0.582 | 0 | 0 | 0.1 | 0 | 0 | 1.097 | 0.655 | 0.442 | 1.7 | -4.1 | 2.9 | Yes
Agricultural | Motors/Drives | Motors | Motor Rewind | 1500 Horsepower |  |  |  | 9328 | 3000 | Motor Rewind 1500 Horsepower BPA Qualified | Existing | Non building measure (Motors) | 3552 | 3250.13 | 2010-10-01 |  | 7 | Deemed based on average motor loading and efficiency gain over impoperly rewound NEMA premium motor. | [6 empty] | 1500 Horsepower | [12 empty] | Motor shall be rewound by Green Motors Practices Group program participant in good standing according to GMPG specifications for efficient rewinds. | No | Green Motors | Longer motor service life | Lower electricity use, reduced air emissions. | BPA Qualified | [5 empty] | BPA Qualified UES | 0 | 0 | 0 | 0 | 0.3 | 3.549 | 0.405 | 0 | 0.556 | 0 | 0 | 0.1 | 0 | 0 | 1.097 | 0.625 | 0.472 | 1.8 | -7.4 | 3.5 | Yes
Agricultural | Motors/Drives | Motors | Motor Rewind | 1750 Horsepower |  |  |  | 10883 | 3500 | Motor Rewind 1750 Horsepower BPA Qualified | Existing | Non building measure (Motors) | 1500 | 3709.54 | 2010-10-01 |  | 7 | Deemed based on average motor loading and efficiency gain over impoperly rewound NEMA premium motor. | [6 empty] | 1750 Horsepower | [12 empty] | Motor shall be rewound by Green Motors Practices Group program participant in good standing according to GMPG specifications for efficient rewinds. | No | Green Motors | Longer motor service life | Lower electricity use, reduced air emissions. | BPA Qualified | [5 empty] | BPA Qualified UES | 0 | 0 | 0 | 0 | 0.3 | 4.141 | 0.405 | 0 | 0.544 | 0 | 0 | 0.1 | 0 | 0 | 1.097 | 0.612 | 0.485 | 1.8 | -9 | 4.1 | Yes
Agricultural | Motors/Drives | Motors | Motor Rewind | 2000 Horsepower |  |  |  | 12437 | 4000 | Motor Rewind 2000 Horsepower BPA Qualified | Existing | Non building measure (Motors) | 1500 | 4161.19 | 2010-10-01 |  | 7 | Deemed based on average motor loading and efficiency gain over impoperly rewound NEMA premium motor. | [6 empty] | 2000 Horsepower | [12 empty] | Motor shall be rewound by Green Motors Practices Group program participant in good standing according to GMPG specifications for efficient rewinds. | No | Green Motors | Longer motor service life | Lower electricity use, reduced air emissions. | BPA Qualified | [5 empty] | BPA Qualified UES | 0 | 0 | 0 | 0 | 0.3 | 4.733 | 0.405 | 0 | 0.534 | 0 | 0 | 0.1 | 0 | 0 | 1.097 | 0.601 | 0.496 | 1.8 | -10.2 | 4.7 | Yes
Agricultural | Motors/Drives | Motors | Motor Rewind | 2250 Horsepower |  |  |  | 13992 | 4500 | Motor Rewind 2250 Horsepower BPA Qualified | Existing | Non building measure (Motors) | 3711 | 4533.29 | 2010-10-01 |  | 7 | Deemed based on average motor loading and efficiency gain over impoperly rewound NEMA premium motor. | [6 empty] | 2250 Horsepower | [12 empty] | Motor shall be rewound by Green Motors Practices Group program participant in good standing according to GMPG specifications for efficient rewinds. | No | Green Motors | Longer motor service life | Lower electricity use, reduced air emissions. | BPA Qualified | [5 empty] | BPA Qualified UES | 0 | 0 | 0 | 0 | 0.3 | 5.324 | 0.405 | 0 | 0.517 | 0 | 0 | 0.1 | 0 | 0 | 1.097 | 0.582 | 0.515 | 1.9 | -12.4 | 5.2 | Yes
Agricultural | Motors/Drives | Motors | Motor Rewind | 2500 Horsepower |  |  |  | 15547 | 5000 | Motor Rewind 2500 Horsepower BPA Qualified | Existing | Non building measure (Motors) | 3812 | 4959.78 | 2010-10-01 |  | 7 | Deemed based on average motor loading and efficiency gain over impoperly rewound NEMA premium motor. | [6 empty] | 2500 Horsepower | [12 empty] | Motor shall be rewound by Green Motors Practices Group program participant in good standing according to GMPG specifications for efficient rewinds. | No | Green Motors | Longer motor service life | Lower electricity use, reduced air emissions. | BPA Qualified | [5 empty] | BPA Qualified UES | 0 | 0 | 0 | 0 | 0.3 | 5.916 | 0.405 | 0 | 0.509 | 0 | 0 | 0.1 | 0 | 0 | 1.097 | 0.573 | 0.524 | 1.9 | -13.4 | 5.8 | Yes
Agricultural | Motors/Drives | Motors | Motor Rewind | 3000 Horsepower |  |  |  | 18656 | 6000 | Motor Rewind 3000 Horsepower BPA Qualified | Existing | Non building measure (Motors) | 3965 | 5798.9 | 2010-10-01 |  | 7 | Deemed based on average motor loading and efficiency gain over impoperly rewound NEMA premium motor. | [6 empty] | 3000 Horsepower | [12 empty] | Motor shall be rewound by Green Motors Practices Group program participant in good standing according to GMPG specifications for efficient rewinds. | No | Green Motors | Longer motor service life | Lower electricity use, reduced air emissions. | BPA Qualified | [5 empty] | BPA Qualified UES | 0 | 0 | 0 | 0 | 0.3 | 7.099 | 0.405 | 0 | 0.496 | 0 | 0 | 0.1 | 0 | 0 | 1.097 | 0.558 | 0.539 | 2 | -15.1 | 7 | Yes
Agricultural | Motors/Drives | Motors | Motor Rewind | 3500 Horsepower |  |  |  | 21765 | 7000 | Motor Rewind 3500 Horsepower BPA Qualified | Existing | Non building measure (Motors) | 5641 | 6408.05 | 2010-10-01 |  | 7 | Deemed based on average motor loading and efficiency gain over impoperly rewound NEMA premium motor. | [6 empty] | 3500 Horsepower | [12 empty] | Motor shall be rewound by Green Motors Practices Group program participant in good standing according to GMPG specifications for efficient rewinds. | No | Green Motors | Longer motor service life | Lower electricity use, reduced air emissions. | BPA Qualified | [5 empty] | BPA Qualified UES | 0 | 0 | 0 | 0 | 0.3 | 8.282 | 0.405 | 0 | 0.47 | 0 | 0 | 0.1 | 0 | 0 | 1.097 | 0.528 | 0.569 | 2.1 | -18.4 | 8.1 | Yes
Agricultural | Motors/Drives | Motors | Motor Rewind | 4000 Horsepower |  |  |  | 24875 | 8000 | Motor Rewind 4000 Horsepower BPA Qualified | Existing | Non building measure (Motors) | 5742 | 7154.28 | 2010-10-01 |  | 7 | Deemed based on average motor loading and efficiency gain over impoperly rewound NEMA premium motor. | [6 empty] | 4000 Horsepower | [12 empty] | Motor shall be rewound by Green Motors Practices Group program participant in good standing according to GMPG specifications for efficient rewinds. | No | Green Motors | Longer motor service life | Lower electricity use, reduced air emissions. | BPA Qualified | [5 empty] | BPA Qualified UES | 0 | 0 | 0 | 0 | 0.3 | 9.465 | 0.405 | 0 | 0.459 | 0 | 0 | 0.1 | 0 | 0 | 1.097 | 0.516 | 0.581 | 2.1 | -19.8 | 9.3 | Yes
Agricultural | Motors/Drives | Motors | Motor Rewind | 4500 Horsepower |  |  |  | 27984 | 9000 | Motor Rewind 4500 Horsepower BPA Qualified | Existing | Non building measure (Motors) | 5895 | 7710.11 | 2010-10-01 |  | 7 | Deemed based on average motor loading and efficiency gain over impoperly rewound NEMA premium motor. | [6 empty] | 4500 Horsepower | [12 empty] | Motor shall be rewound by Green Motors Practices Group program participant in good standing according to GMPG specifications for efficient rewinds. | No | Green Motors | Longer motor service life | Lower electricity use, reduced air emissions. | BPA Qualified | [5 empty] | BPA Qualified UES | 0 | 0 | 0 | 0 | 0.3 | 10.648 | 0.405 | 0 | 0.439 | 0 | 0 | 0.1 | 0 | 0 | 1.097 | 0.495 | 0.602 | 2.2 | -22.2 | 10.5 | Yes
Agricultural | Motors/Drives | Motors | Motor Rewind | 5000 Horsepower |  |  |  | 31093 | 10000 | Motor Rewind 5000 Horsepower BPA Qualified | Existing | Non building measure (Motors) | 6226 | 8230.18 | 2010-10-01 |  | 7 | Deemed based on average motor loading and efficiency gain over impoperly rewound NEMA premium motor. | [6 empty] | 5000 Horsepower | [12 empty] | Motor shall be rewound by Green Motors Practices Group program participant in good standing according to GMPG specifications for efficient rewinds. | No | Green Motors | Longer motor service life | Lower electricity use, reduced air emissions. | BPA Qualified | [5 empty] | BPA Qualified UES | 0 | 0 | 0 | 0 | 0.3 | 11.832 | 0.405 | 0 | 0.422 | 0 | 0 | 0.1 | 0 | 0 | 1.097 | 0.475 | 0.622 | 2.3 | -24.4 | 11.6 | Yes
Agricultural | Motors/Drives | Motors | Motors | Low Voltage (Under 600v) | 1800 RPM | 25 Horsepower | Open Drip-Proof (ODP) or Totally Enclosed Fan Cooled (TEFC) | 1518 | 375 | Motors Low Voltage (Under 600v) 1800 RPM 25 Horsepower Open Drip-Proof (ODP) or Totally Enclosed Fan Cooled (TEFC) | New | Non building measure (Motors) | 1410.453 | 707.31 | 2010-04-01 |  | 15 | Savings are based on the difference between a NEMA Premium motor and the average efficiency for a rewound Open Drip Proof and Total Enclosed Fan Cooled motors with speeds of 1800 RPM listed in MotorMaster+ v4.0. Average motor loading is assumed. |  | Low Voltage (Under 600v) | 1800 RPM |  |  |  | 25 Horsepower |  | NEMA Premium | Open Drip-Proof (ODP) or Totally Enclosed Fan Cooled (TEFC) | [10 empty] | Yes |  | Higher Quality Motors |  | RTF Approved | [5 empty] | RTF Active UES (Deemed) | 0 | 0 | 0 | 0 | 0 | 0.57763 | 0.4996 | 0 | 0.4659 | 0 | 0 | 0.0584 | 0 | 0.0133 | 0.6559 | 0.4659 | 0.19 | 1.4 | 41.9077 | 0 | Yes
Agricultural | Motors/Drives | Motors | Motors | Low Voltage (Under 600v) | 1800 RPM | 50 Horsepower | Open Drip-Proof (ODP) or Totally Enclosed Fan Cooled (TEFC) | 4134 | 750 | Motors Low Voltage (Under 600v) 1800 RPM 50 Horsepower Open Drip-Proof (ODP) or Totally Enclosed Fan Cooled (TEFC) | New | Non building measure (Motors) | 3841.115 | 1026.43 | 2010-04-01 |  | 15 | Savings are based on the difference between a NEMA Premium motor and the average efficiency for a rewound Open Drip Proof and Total Enclosed Fan Cooled motors with speeds of 1800 RPM listed in MotorMaster+ v4.0. Average motor loading is assumed. |  | Low Voltage (Under 600v) | 1800 RPM |  |  |  | 50 Horsepower |  | NEMA Premium | Open Drip-Proof (ODP) or Totally Enclosed Fan Cooled (TEFC) | [10 empty] | Yes |  | Higher Quality Motors |  | RTF Approved | [5 empty] | RTF Active UES (Deemed) | 0 | 0 | 0 | 0 | 0 | 1.5731 | 0.4996 | 0 | 0.2483 | 0 | 0 | 0.0584 | 0 | 0.0133 | 0.6559 | 0.2483 | 0.4076 | 2.6 | 22.3314 | 0 | Yes
Agricultural | Motors/Drives | Motors | Motors | Low Voltage (Under 600v) | 1800 RPM | 30 Horsepower | Open Drip-Proof (ODP) or Totally Enclosed Fan Cooled (TEFC) | 2290 | 450 | Motors Low Voltage (Under 600v) 1800 RPM 30 Horsepower Open Drip-Proof (ODP) or Totally Enclosed Fan Cooled (TEFC) | New | Non building measure (Motors) | 2127.7584 | 753.2 | 2010-04-01 |  | 15 | Savings are based on the difference between a NEMA Premium motor and the average efficiency for a rewound Open Drip Proof and Total Enclosed Fan Cooled motors with speeds of 1800 RPM listed in MotorMaster+ v4.0. Average motor loading is assumed. |  | Low Voltage (Under 600v) | 1800 RPM |  |  |  | 30 Horsepower |  | NEMA Premium | Open Drip-Proof (ODP) or Totally Enclosed Fan Cooled (TEFC) | [10 empty] | Yes |  | Higher Quality Motors |  | RTF Approved | [5 empty] | RTF Active UES (Deemed) | 0 | 0 | 0 | 0 | 0 | 0.87139 | 0.4996 | 0 | 0.3289 | 0 | 0 | 0.0584 | 0 | 0.0133 | 0.6559 | 0.3289 | 0.327 | 2 | 29.5822 | 0 | Yes
Agricultural | Motors/Drives | Motors | Motors | Low Voltage (Under 600v) | 1800 RPM | 40 Horsepower | Open Drip-Proof (ODP) or Totally Enclosed Fan Cooled (TEFC) | 3053 | 600 | Motors Low Voltage (Under 600v) 1800 RPM 40 Horsepower Open Drip-Proof (ODP) or Totally Enclosed Fan Cooled (TEFC) | New | Non building measure (Motors) | 2836.7015 | 960.35 | 2010-04-01 |  | 15 | Savings are based on the difference between a NEMA Premium motor and the average efficiency for a rewound Open Drip Proof and Total Enclosed Fan Cooled motors with speeds of 1800 RPM listed in MotorMaster+ v4.0. Average motor loading is assumed. |  | Low Voltage (Under 600v) | 1800 RPM |  |  |  | 40 Horsepower |  | NEMA Premium | Open Drip-Proof (ODP) or Totally Enclosed Fan Cooled (TEFC) | [10 empty] | Yes |  | Higher Quality Motors |  | RTF Approved | [5 empty] | RTF Active UES (Deemed) | 0 | 0 | 0 | 0 | 0 | 1.1617 | 0.4996 | 0 | 0.3146 | 0 | 0 | 0.0584 | 0 | 0.0133 | 0.6559 | 0.3146 | 0.3414 | 2.1 | 28.2917 | 0 | Yes
Agricultural | Motors/Drives | Motors | Motors | Low Voltage (Under 600v) | 1800 RPM | 100 Horsepower | Open Drip-Proof (ODP) or Totally Enclosed Fan Cooled (TEFC) | 8586 | 1500 | Motors Low Voltage (Under 600v) 1800 RPM 100 Horsepower Open Drip-Proof (ODP) or Totally Enclosed Fan Cooled (TEFC) | New | Non building measure (Motors) | 7977.7003 | 1958.08 | 2010-04-01 |  | 15 | Savings are based on the difference between a NEMA Premium motor and the average efficiency for a rewound Open Drip Proof and Total Enclosed Fan Cooled motors with speeds of 1800 RPM listed in MotorMaster+ v4.0. Average motor loading is assumed. |  | Low Voltage (Under 600v) | 1800 RPM |  |  |  | 100 Horsepower |  | NEMA Premium | Open Drip-Proof (ODP) or Totally Enclosed Fan Cooled (TEFC) | [10 empty] | Yes |  | Higher Quality Motors |  | RTF Approved | [5 empty] | RTF Active UES (Deemed) | 0 | 0 | 0 | 0 | 0 | 3.2671 | 0.4996 | 0 | 0.2281 | 0 | 0 | 0.0584 | 0 | 0.0133 | 0.6559 | 0.2281 | 0.4279 | 2.9 | 20.5116 | 0 | Yes
Agricultural | Motors/Drives | Motors | Motors | Low Voltage (Under 600v) | 1800 RPM | 75 Horsepower | Open Drip-Proof (ODP) or Totally Enclosed Fan Cooled (TEFC) | 6559 | 1125 | Motors Low Voltage (Under 600v) 1800 RPM 75 Horsepower Open Drip-Proof (ODP) or Totally Enclosed Fan Cooled (TEFC) | New | Non building measure (Motors) | 6094.3089 | 1539.12 | 2010-04-01 |  | 15 | Savings are based on the difference between a NEMA Premium motor and the average efficiency for a rewound Open Drip Proof and Total Enclosed Fan Cooled motors with speeds of 1800 RPM listed in MotorMaster+ v4.0. Average motor loading is assumed. |  | Low Voltage (Under 600v) | 1800 RPM |  |  |  | 75 Horsepower |  | NEMA Premium | Open Drip-Proof (ODP) or Totally Enclosed Fan Cooled (TEFC) | [10 empty] | Yes |  | Higher Quality Motors |  | RTF Approved | [5 empty] | RTF Active UES (Deemed) | 0 | 0 | 0 | 0 | 0 | 2.4958 | 0.4996 | 0 | 0.2347 | 0 | 0 | 0.0584 | 0 | 0.0133 | 0.6559 | 0.2347 | 0.4213 | 2.8 | 21.1053 | 0 | Yes
Agricultural | Motors/Drives | Motors | Motors | Low Voltage (Under 600v) | 1800 RPM | 60 Horsepower | Open Drip-Proof (ODP) or Totally Enclosed Fan Cooled (TEFC) | 5247 | 900 | Motors Low Voltage (Under 600v) 1800 RPM 60 Horsepower Open Drip-Proof (ODP) or Totally Enclosed Fan Cooled (TEFC) | New | Non building measure (Motors) | 4875.2613 | 1332.64 | 2010-04-01 |  | 15 | Savings are based on the difference between a NEMA Premium motor and the average efficiency for a rewound Open Drip Proof and Total Enclosed Fan Cooled motors with speeds of 1800 RPM listed in MotorMaster+ v4.0. Average motor loading is assumed. |  | Low Voltage (Under 600v) | 1800 RPM |  |  |  | 60 Horsepower |  | NEMA Premium | Open Drip-Proof (ODP) or Totally Enclosed Fan Cooled (TEFC) | [10 empty] | Yes |  | Higher Quality Motors |  | RTF Approved | [5 empty] | RTF Active UES (Deemed) | 0 | 0 | 0 | 0 | 0 | 1.9966 | 0.4996 | 0 | 0.254 | 0 | 0 | 0.0584 | 0 | 0.0133 | 0.6559 | 0.254 | 0.402 | 2.6 | 22.8433 | 0 | Yes
Agricultural | Motors/Drives | Motors | Motors | Low Voltage (Under 600v) | 1800 RPM | 125 Horsepower | Open Drip-Proof (ODP) or Totally Enclosed Fan Cooled (TEFC) | 10137 | 1875 | Motors Low Voltage (Under 600v) 1800 RPM 125 Horsepower Open Drip-Proof (ODP) or Totally Enclosed Fan Cooled (TEFC) | New | Non building measure (Motors) | 9418.8153 | 2080.88 | 2010-04-01 |  | 15 | Savings are based on the difference between a NEMA Premium motor and the average efficiency for a rewound Open Drip Proof and Total Enclosed Fan Cooled motors with speeds of 1800 RPM listed in MotorMaster+ v4.0. Average motor loading is assumed. |  | Low Voltage (Under 600v) | 1800 RPM |  |  |  | 125 Horsepower |  | NEMA Premium | Open Drip-Proof (ODP) or Totally Enclosed Fan Cooled (TEFC) | [10 empty] | Yes |  | Higher Quality Motors |  | RTF Approved | [5 empty] | RTF Active UES (Deemed) | 0 | 0 | 0 | 0 | 0 | 3.8573 | 0.4996 | 0 | 0.2053 | 0 | 0 | 0.0584 | 0 | 0.0133 | 0.6559 | 0.2053 | 0.4507 | 3.2 | 18.4627 | 0 | Yes
Agricultural | Motors/Drives | Motors | Motors | Low Voltage (Under 600v) | 1800 RPM | 200 Horsepower | Open Drip-Proof (ODP) or Totally Enclosed Fan Cooled (TEFC) | 15265 | 3000 | Motors Low Voltage (Under 600v) 1800 RPM 200 Horsepower Open Drip-Proof (ODP) or Totally Enclosed Fan Cooled (TEFC) | New | Non building measure (Motors) | 14183.5075 | 3971.34 | 2010-04-01 |  | 15 | Savings are based on the difference between a NEMA Premium motor and the average efficiency for a rewound Open Drip Proof and Total Enclosed Fan Cooled motors with speeds of 1800 RPM listed in MotorMaster+ v4.0. Average motor loading is assumed. |  | Low Voltage (Under 600v) | 1800 RPM |  |  |  | 200 Horsepower |  | NEMA Premium | Open Drip-Proof (ODP) or Totally Enclosed Fan Cooled (TEFC) | [10 empty] | Yes |  | Higher Quality Motors |  | RTF Approved | [5 empty] | RTF Active UES (Deemed) | 0 | 0 | 0 | 0 | 0 | 5.8086 | 0.4996 | 0 | 0.2602 | 0 | 0 | 0.0584 | 0 | 0.0133 | 0.6559 | 0.2602 | 0.3958 | 2.5 | 23.3991 | 0 | Yes
Agricultural | Motors/Drives | Motors | Motors | Low Voltage (Under 600v) | 1800 RPM | 150 Horsepower | Open Drip-Proof (ODP) or Totally Enclosed Fan Cooled (TEFC) | 11926 | 2250 | Motors Low Voltage (Under 600v) 1800 RPM 150 Horsepower Open Drip-Proof (ODP) or Totally Enclosed Fan Cooled (TEFC) | New | Non building measure (Motors) | 11081.0685 | 3403.09 | 2010-04-01 |  | 15 | Savings are based on the difference between a NEMA Premium motor and the average efficiency for a rewound Open Drip Proof and Total Enclosed Fan Cooled motors with speeds of 1800 RPM listed in MotorMaster+ v4.0. Average motor loading is assumed. |  | Low Voltage (Under 600v) | 1800 RPM |  |  |  | 150 Horsepower |  | NEMA Premium | Open Drip-Proof (ODP) or Totally Enclosed Fan Cooled (TEFC) | [10 empty] | Yes |  | Higher Quality Motors |  | RTF Approved | [5 empty] | RTF Active UES (Deemed) | 0 | 0 | 0 | 0 | 0 | 4.5381 | 0.4996 | 0 | 0.2854 | 0 | 0 | 0.0584 | 0 | 0.0133 | 0.6559 | 0.2854 | 0.3706 | 2.3 | 25.6647 | 0 | Yes
Agricultural | Motors/Drives | Motors | Motors | Low Voltage (Under 600v) | 1800 RPM | 5 Horsepower | Open Drip-Proof (ODP) or Totally Enclosed Fan Cooled (TEFC) | 352 | 75 | Motors Low Voltage (Under 600v) 1800 RPM 5 Horsepower Open Drip-Proof (ODP) or Totally Enclosed Fan Cooled (TEFC) | New | Non building measure (Motors) | 327.0616 | 125.41 | 2010-04-01 |  | 15 | Savings are based on the difference between a NEMA Premium motor and the average efficiency for a rewound Open Drip Proof and Total Enclosed Fan Cooled motors with speeds of 1800 RPM listed in MotorMaster+ v4.0. Average motor loading is assumed. |  | Low Voltage (Under 600v) | 1800 RPM |  |  |  | 5 Horsepower |  | NEMA Premium | Open Drip-Proof (ODP) or Totally Enclosed Fan Cooled (TEFC) | [10 empty] | Yes |  | Higher Quality Motors |  | RTF Approved | [5 empty] | RTF Active UES (Deemed) | 0 | 0 | 0 | 0 | 0 | 0.13394 | 0.4996 | 0 | 0.3563 | 0 | 0 | 0.0584 | 0 | 0.0133 | 0.6559 | 0.3563 | 0.2996 | 1.8 | 32.045 | 0 | Yes
Agricultural | Motors/Drives | Motors | Motors | Low Voltage (Under 600v) | 1800 RPM | 7.5 Horsepower | Open Drip-Proof (ODP) or Totally Enclosed Fan Cooled (TEFC) | 569 | 112.5 | Motors Low Voltage (Under 600v) 1800 RPM 7.5 Horsepower Open Drip-Proof (ODP) or Totally Enclosed Fan Cooled (TEFC) | New | Non building measure (Motors) | 528.6876 | 243.46 | 2010-04-01 |  | 15 | Savings are based on the difference between a NEMA Premium motor and the average efficiency for a rewound Open Drip Proof and Total Enclosed Fan Cooled motors with speeds of 1800 RPM listed in MotorMaster+ v4.0. Average motor loading is assumed. |  | Low Voltage (Under 600v) | 1800 RPM |  |  |  | 7.5 Horsepower |  | NEMA Premium | Open Drip-Proof (ODP) or Totally Enclosed Fan Cooled (TEFC) | [10 empty] | Yes |  | Higher Quality Motors |  | RTF Approved | [5 empty] | RTF Active UES (Deemed) | 0 | 0 | 0 | 0 | 0 | 0.21651 | 0.4996 | 0 | 0.4279 | 0 | 0 | 0.0584 | 0 | 0.0133 | 0.6559 | 0.4279 | 0.2281 | 1.5 | 38.4838 | 0 | Yes
Agricultural | Motors/Drives | Motors | Motors | Low Voltage (Under 600v) | 1800 RPM | 10 Horsepower | Open Drip-Proof (ODP) or Totally Enclosed Fan Cooled (TEFC) | 726 | 150 | Motors Low Voltage (Under 600v) 1800 RPM 10 Horsepower Open Drip-Proof (ODP) or Totally Enclosed Fan Cooled (TEFC) | New | Non building measure (Motors) | 674.5645 | 300.19 | 2010-04-01 |  | 15 | Savings are based on the difference between a NEMA Premium motor and the average efficiency for a rewound Open Drip Proof and Total Enclosed Fan Cooled motors with speeds of 1800 RPM listed in MotorMaster+ v4.0. Average motor loading is assumed. |  | Low Voltage (Under 600v) | 1800 RPM |  |  |  | 10 Horsepower |  | NEMA Premium | Open Drip-Proof (ODP) or Totally Enclosed Fan Cooled (TEFC) | [10 empty] | Yes |  | Higher Quality Motors |  | RTF Approved | [5 empty] | RTF Active UES (Deemed) | 0 | 0 | 0 | 0 | 0 | 0.27626 | 0.4996 | 0 | 0.4135 | 0 | 0 | 0.0584 | 0 | 0.0133 | 0.6559 | 0.4135 | 0.2425 | 1.6 | 37.1886 | 0 | Yes
Agricultural | Motors/Drives | Motors | Motors | Low Voltage (Under 600v) | 1800 RPM | 15 Horsepower | Open Drip-Proof (ODP) or Totally Enclosed Fan Cooled (TEFC) | 829 | 225 | Motors Low Voltage (Under 600v) 1800 RPM 15 Horsepower Open Drip-Proof (ODP) or Totally Enclosed Fan Cooled (TEFC) | New | Non building measure (Motors) | 770.2671 | 426.21 | 2010-04-01 |  | 15 | Savings are based on the difference between a NEMA Premium motor and the average efficiency for a rewound Open Drip Proof and Total Enclosed Fan Cooled motors with speeds of 1800 RPM listed in MotorMaster+ v4.0. Average motor loading is assumed. |  | Low Voltage (Under 600v) | 1800 RPM |  |  |  | 15 Horsepower |  | NEMA Premium | Open Drip-Proof (ODP) or Totally Enclosed Fan Cooled (TEFC) | [10 empty] | Yes |  | Higher Quality Motors |  | RTF Approved | [5 empty] | RTF Active UES (Deemed) | 0 | 0 | 0 | 0 | 0 | 0.31545 | 0.4996 | 0 | 0.5141 | 0 | 0 | 0.0584 | 0 | 0.0133 | 0.6559 | 0.5141 | 0.1418 | 1.3 | 46.2411 | 0 | Yes
Agricultural | Motors/Drives | Motors | Motors | Low Voltage (Under 600v) | 1800 RPM | 20 Horsepower | Open Drip-Proof (ODP) or Totally Enclosed Fan Cooled (TEFC) | 1084 | 300 | Motors Low Voltage (Under 600v) 1800 RPM 20 Horsepower Open Drip-Proof (ODP) or Totally Enclosed Fan Cooled (TEFC) | New | Non building measure (Motors) | 1007.2009 | 576.19 | 2010-04-01 |  | 15 | Savings are based on the difference between a NEMA Premium motor and the average efficiency for a rewound Open Drip Proof and Total Enclosed Fan Cooled motors with speeds of 1800 RPM listed in MotorMaster+ v4.0. Average motor loading is assumed. |  | Low Voltage (Under 600v) | 1800 RPM |  |  |  | 20 Horsepower |  | NEMA Premium | Open Drip-Proof (ODP) or Totally Enclosed Fan Cooled (TEFC) | [10 empty] | Yes |  | Higher Quality Motors |  | RTF Approved | [5 empty] | RTF Active UES (Deemed) | 0 | 0 | 0 | 0 | 0 | 0.41248 | 0.4996 | 0 | 0.5315 | 0 | 0 | 0.0584 | 0 | 0.0133 | 0.6559 | 0.5315 | 0.1244 | 1.2 | 47.8073 | 0 | Yes
Agricultural | Motors/Drives | Motors/Drives Controls | Motors/Drives Control Improvements (VFD) | On Irrigation Turbine Pump | 5 Horsepower |  |  | 2180 | 400 | Motors/Drives Control Improvements (VFD) On Irrigation Turbine Pump 5 Horsepower BPA Qualified | Existing | Non building measure (Motors) | 2000 | 635 | 2009-10-01 |  | 10 |  |  | On Irrigation Turbine Pump |  |  |  |  | 5 Horsepower | [12 empty] | Motor stays in service as this is an added device (VFD) Any irrigation related pumping operation with variation in flow rates (e.g. variation of 20% or more) or discharge pressure requirements (e.g. variation of 10% or more). | No |  |  |  | BPA Qualified | [5 empty] | BPA Qualified UES | 0 | 0 | 0.484 | 0.238 | 0.506 | 0.492 | 0.757 | 0 | 0.449 | 0 | 0 | 0.082 | 0 | 0 | 0.904 | 0.449 | 0.455 | 2 | 24.3 | 1.8 | Yes
Agricultural | Motors/Drives | Motors/Drives Controls | Motors/Drives Control Improvements (VFD) | On Irrigation Turbine Pump | 10 Horsepower |  |  | 4361 | 800 | Motors/Drives Control Improvements (VFD) On Irrigation Turbine Pump 10 Horsepower BPA Qualified | Existing | Non building measure (Motors) | 4000 | 1270 | 2009-10-01 |  | 10 |  |  | On Irrigation Turbine Pump |  |  |  |  | 10 Horsepower | [12 empty] | Motor stays in service as this is an added device (VFD) Any irrigation related pumping operation with variation in flow rates (e.g. variation of 20% or more) or discharge pressure requirements (e.g. variation of 10% or more). | No |  |  |  | BPA Qualified | [5 empty] | BPA Qualified UES | 0 | 0 | 0.484 | 0.476 | 0.506 | 0.983 | 0.757 | 0 | 0.449 | 0 | 0 | 0.082 | 0 | 0 | 0.904 | 0.449 | 0.455 | 2 | 24.3 | 3.5 | Yes
Agricultural | Motors/Drives | Motors/Drives Controls | Motors/Drives Control Improvements (VFD) | On Irrigation Turbine Pump | 15 Horsepower |  |  | 6541 | 1200 | Motors/Drives Control Improvements (VFD) On Irrigation Turbine Pump 15 Horsepower BPA Qualified | Existing | Non building measure (Motors) | 6000 | 1905 | 2009-10-01 |  | 10 |  |  | On Irrigation Turbine Pump |  |  |  |  | 15 Horsepower | [12 empty] | Motor stays in service as this is an added device (VFD) Any irrigation related pumping operation with variation in flow rates (e.g. variation of 20% or more) or discharge pressure requirements (e.g. variation of 10% or more). | No |  |  |  | BPA Qualified | [5 empty] | BPA Qualified UES | 0 | 0 | 0.484 | 0.714 | 0.506 | 1.475 | 0.757 | 0 | 0.449 | 0 | 0 | 0.082 | 0 | 0 | 0.904 | 0.449 | 0.455 | 2 | 24.3 | 5.3 | Yes
Agricultural | Motors/Drives | Motors/Drives Controls | Motors/Drives Control Improvements (VFD) | On Irrigation Turbine Pump | 20 Horsepower |  |  | 8721 | 1600 | Motors/Drives Control Improvements (VFD) On Irrigation Turbine Pump 20 Horsepower BPA Qualified | Existing | Non building measure (Motors) | 8000 | 2540 | 2009-10-01 |  | 10 |  |  | On Irrigation Turbine Pump |  |  |  |  | 20 Horsepower | [12 empty] | Motor stays in service as this is an added device (VFD) Any irrigation related pumping operation with variation in flow rates (e.g. variation of 20% or more) or discharge pressure requirements (e.g. variation of 10% or more). | No |  |  |  | BPA Qualified | [5 empty] | BPA Qualified UES | 0 | 0 | 0.484 | 0.952 | 0.506 | 1.966 | 0.757 | 0 | 0.449 | 0 | 0 | 0.082 | 0 | 0 | 0.904 | 0.449 | 0.455 | 2 | 24.3 | 7.1 | Yes
Agricultural | Motors/Drives | Motors/Drives Controls | Motors/Drives Control Improvements (VFD) | On Irrigation Turbine Pump | 25 Horsepower |  |  | 10902 | 2000 | Motors/Drives Control Improvements (VFD) On Irrigation Turbine Pump 25 Horsepower BPA Qualified | Existing | Non building measure (Motors) | 10000 | 3175 | 2009-10-01 |  | 10 |  |  | On Irrigation Turbine Pump |  |  |  |  | 25 Horsepower | [12 empty] | Motor stays in service as this is an added device (VFD) Any irrigation related pumping operation with variation in flow rates (e.g. variation of 20% or more) or discharge pressure requirements (e.g. variation of 10% or more). | No |  |  |  | BPA Qualified | [5 empty] | BPA Qualified UES | 0 | 0 | 0.484 | 1.19 | 0.506 | 2.458 | 0.757 | 0 | 0.449 | 0 | 0 | 0.082 | 0 | 0 | 0.904 | 0.449 | 0.455 | 2 | 24.3 | 8.9 | Yes
Agricultural | Motors/Drives | Motors/Drives Controls | Motors/Drives Control Improvements (VFD) | On Irrigation Turbine Pump | 30 Horsepower |  |  | 13082 | 2400 | Motors/Drives Control Improvements (VFD) On Irrigation Turbine Pump 30 Horsepower BPA Qualified | Existing | Non building measure (Motors) | 12000 | 3810 | 2009-10-01 |  | 10 |  |  | On Irrigation Turbine Pump |  |  |  |  | 30 Horsepower | [12 empty] | Motor stays in service as this is an added device (VFD) Any irrigation related pumping operation with variation in flow rates (e.g. variation of 20% or more) or discharge pressure requirements (e.g. variation of 10% or more). | No |  |  |  | BPA Qualified | [5 empty] | BPA Qualified UES | 0 | 0 | 0.484 | 1.428 | 0.506 | 2.949 | 0.757 | 0 | 0.449 | 0 | 0 | 0.082 | 0 | 0 | 0.904 | 0.449 | 0.455 | 2 | 24.3 | 10.6 | Yes
Agricultural | Motors/Drives | Motors/Drives Controls | Motors/Drives Control Improvements (VFD) | On Irrigation Turbine Pump | 35 Horsepower |  |  | 15262 | 2800 | Motors/Drives Control Improvements (VFD) On Irrigation Turbine Pump 35 Horsepower BPA Qualified | Existing | Non building measure (Motors) | 14000 | 4445 | 2009-10-01 |  | 10 |  |  | On Irrigation Turbine Pump |  |  |  |  | 35 Horsepower | [12 empty] | Motor stays in service as this is an added device (VFD) Any irrigation related pumping operation with variation in flow rates (e.g. variation of 20% or more) or discharge pressure requirements (e.g. variation of 10% or more). | No |  |  |  | BPA Qualified | [5 empty] | BPA Qualified UES | 0 | 0 | 0.484 | 1.667 | 0.506 | 3.441 | 0.757 | 0 | 0.449 | 0 | 0 | 0.082 | 0 | 0 | 0.904 | 0.449 | 0.455 | 2 | 24.3 | 12.4 | Yes
Agricultural | Motors/Drives | Motors/Drives Controls | Motors/Drives Control Improvements (VFD) | On Irrigation Turbine Pump | 40 Horsepower |  |  | 17443 | 3200 | Motors/Drives Control Improvements (VFD) On Irrigation Turbine Pump 40 Horsepower BPA Qualified | Existing | Non building measure (Motors) | 16000 | 5080 | 2009-10-01 |  | 10 |  |  | On Irrigation Turbine Pump |  |  |  |  | 40 Horsepower | [12 empty] | Motor stays in service as this is an added device (VFD) Any irrigation related pumping operation with variation in flow rates (e.g. variation of 20% or more) or discharge pressure requirements (e.g. variation of 10% or more). | No |  |  |  | BPA Qualified | [5 empty] | BPA Qualified UES | 0 | 0 | 0.484 | 1.905 | 0.506 | 3.932 | 0.757 | 0 | 0.449 | 0 | 0 | 0.082 | 0 | 0 | 0.904 | 0.449 | 0.455 | 2 | 24.3 | 14.2 | Yes
Agricultural | Motors/Drives | Motors/Drives Controls | Motors/Drives Control Improvements (VFD) | On Irrigation Turbine Pump | 45 Horsepower |  |  | 19623 | 3600 | Motors/Drives Control Improvements (VFD) On Irrigation Turbine Pump 45 Horsepower BPA Qualified | Existing | Non building measure (Motors) | 18000 | 5715 | 2009-10-01 |  | 10 |  |  | On Irrigation Turbine Pump |  |  |  |  | 45 Horsepower | [12 empty] | Motor stays in service as this is an added device (VFD) Any irrigation related pumping operation with variation in flow rates (e.g. variation of 20% or more) or discharge pressure requirements (e.g. variation of 10% or more). | No |  |  |  | BPA Qualified | [5 empty] | BPA Qualified UES | 0 | 0 | 0.484 | 2.143 | 0.506 | 4.424 | 0.757 | 0 | 0.449 | 0 | 0 | 0.082 | 0 | 0 | 0.904 | 0.449 | 0.455 | 2 | 24.3 | 15.9 | Yes
Agricultural | Motors/Drives | Motors/Drives Controls | Motors/Drives Control Improvements (VFD) | On Irrigation Turbine Pump | 50 Horsepower |  |  | 21803 | 4000 | Motors/Drives Control Improvements (VFD) On Irrigation Turbine Pump 50 Horsepower BPA Qualified | Existing | Non building measure (Motors) | 20000 | 6350 | 2009-10-01 |  | 10 |  |  | On Irrigation Turbine Pump |  |  |  |  | 50 Horsepower | [12 empty] | Motor stays in service as this is an added device (VFD) Any irrigation related pumping operation with variation in flow rates (e.g. variation of 20% or more) or discharge pressure requirements (e.g. variation of 10% or more). | No |  |  |  | BPA Qualified | [5 empty] | BPA Qualified UES | 0 | 0 | 0.484 | 2.381 | 0.506 | 4.915 | 0.757 | 0 | 0.449 | 0 | 0 | 0.082 | 0 | 0 | 0.904 | 0.449 | 0.455 | 2 | 24.3 | 17.7 | Yes
Agricultural | Motors/Drives | Motors/Drives Controls | Motors/Drives Control Improvements (VFD) | On Irrigation Turbine Pump | 55 Horsepower |  |  | 23984 | 4400 | Motors/Drives Control Improvements (VFD) On Irrigation Turbine Pump 55 Horsepower BPA Qualified | Existing | Non building measure (Motors) | 22000 | 6985 | 2009-10-01 |  | 10 |  |  | On Irrigation Turbine Pump |  |  |  |  | 55 Horsepower | [12 empty] | Motor stays in service as this is an added device (VFD) Any irrigation related pumping operation with variation in flow rates (e.g. variation of 20% or more) or discharge pressure requirements (e.g. variation of 10% or more). | No |  |  |  | BPA Qualified | [5 empty] | BPA Qualified UES | 0 | 0 | 0.484 | 2.619 | 0.506 | 5.407 | 0.757 | 0 | 0.449 | 0 | 0 | 0.082 | 0 | 0 | 0.904 | 0.449 | 0.455 | 2 | 24.3 | 19.5 | Yes
Agricultural | Motors/Drives | Motors/Drives Controls | Motors/Drives Control Improvements (VFD) | On Irrigation Turbine Pump | 60 Horsepower |  |  | 26164 | 4800 | Motors/Drives Control Improvements (VFD) On Irrigation Turbine Pump 60 Horsepower BPA Qualified | Existing | Non building measure (Motors) | 24000 | 7620 | 2009-10-01 |  | 10 |  |  | On Irrigation Turbine Pump |  |  |  |  | 60 Horsepower | [12 empty] | Motor stays in service as this is an added device (VFD) Any irrigation related pumping operation with variation in flow rates (e.g. variation of 20% or more) or discharge pressure requirements (e.g. variation of 10% or more). | No |  |  |  | BPA Qualified | [5 empty] | BPA Qualified UES | 0 | 0 | 0.484 | 2.857 | 0.506 | 5.898 | 0.757 | 0 | 0.449 | 0 | 0 | 0.082 | 0 | 0 | 0.904 | 0.449 | 0.455 | 2 | 24.3 | 21.3 | Yes
Agricultural | Motors/Drives | Motors/Drives Controls | Motors/Drives Control Improvements (VFD) | On Irrigation Turbine Pump | 65 Horsepower |  |  | 28344 | 5200 | Motors/Drives Control Improvements (VFD) On Irrigation Turbine Pump 65 Horsepower BPA Qualified | Existing | Non building measure (Motors) | 26000 | 8255 | 2009-10-01 |  | 10 |  |  | On Irrigation Turbine Pump |  |  |  |  | 65 Horsepower | [12 empty] | Motor stays in service as this is an added device (VFD) Any irrigation related pumping operation with variation in flow rates (e.g. variation of 20% or more) or discharge pressure requirements (e.g. variation of 10% or more). | No |  |  |  | BPA Qualified | [5 empty] | BPA Qualified UES | 0 | 0 | 0.484 | 3.095 | 0.506 | 6.39 | 0.757 | 0 | 0.449 | 0 | 0 | 0.082 | 0 | 0 | 0.904 | 0.449 | 0.455 | 2 | 24.3 | 23 | Yes
Agricultural | Motors/Drives | Motors/Drives Controls | Motors/Drives Control Improvements (VFD) | On Irrigation Turbine Pump | 70 Horsepower |  |  | 30525 | 5600 | Motors/Drives Control Improvements (VFD) On Irrigation Turbine Pump 70 Horsepower BPA Qualified | Existing | Non building measure (Motors) | 28000 | 8890 | 2009-10-01 |  | 10 |  |  | On Irrigation Turbine Pump |  |  |  |  | 70 Horsepower | [12 empty] | Motor stays in service as this is an added device (VFD) Any irrigation related pumping operation with variation in flow rates (e.g. variation of 20% or more) or discharge pressure requirements (e.g. variation of 10% or more). | No |  |  |  | BPA Qualified | [5 empty] | BPA Qualified UES | 0 | 0 | 0.484 | 3.333 | 0.506 | 6.881 | 0.757 | 0 | 0.449 | 0 | 0 | 0.082 | 0 | 0 | 0.904 | 0.449 | 0.455 | 2 | 24.3 | 24.8 | Yes
Agricultural | Motors/Drives | Motors/Drives Controls | Motors/Drives Control Improvements (VFD) | On Irrigation Turbine Pump | 75 Horsepower |  |  | 32705 | 6000 | Motors/Drives Control Improvements (VFD) On Irrigation Turbine Pump 75 Horsepower BPA Qualified | Existing | Non building measure (Motors) | 30000 | 9525 | 2009-10-01 |  | 10 |  |  | On Irrigation Turbine Pump |  |  |  |  | 75 Horsepower | [12 empty] | Motor stays in service as this is an added device (VFD) Any irrigation related pumping operation with variation in flow rates (e.g. variation of 20% or more) or discharge pressure requirements (e.g. variation of 10% or more). | No |  |  |  | BPA Qualified | [5 empty] | BPA Qualified UES | 0 | 0 | 0.484 | 3.571 | 0.506 | 7.373 | 0.757 | 0 | 0.449 | 0 | 0 | 0.082 | 0 | 0 | 0.904 | 0.449 | 0.455 | 2 | 24.3 | 26.6 | Yes
Agricultural | Motors/Drives | Motors/Drives Controls | Motors/Drives Control Improvements (VFD) | On Irrigation Turbine Pump | 80 Horsepower |  |  | 34885 | 6400 | Motors/Drives Control Improvements (VFD) On Irrigation Turbine Pump 80 Horsepower BPA Qualified | Existing | Non building measure (Motors) | 32000 | 10160 | 2009-10-01 |  | 10 |  |  | On Irrigation Turbine Pump |  |  |  |  | 80 Horsepower | [12 empty] | Motor stays in service as this is an added device (VFD) Any irrigation related pumping operation with variation in flow rates (e.g. variation of 20% or more) or discharge pressure requirements (e.g. variation of 10% or more). | No |  |  |  | BPA Qualified | [5 empty] | BPA Qualified UES | 0 | 0 | 0.484 | 3.809 | 0.506 | 7.864 | 0.757 | 0 | 0.449 | 0 | 0 | 0.082 | 0 | 0 | 0.904 | 0.449 | 0.455 | 2 | 24.3 | 28.3 | Yes
Agricultural | Motors/Drives | Motors/Drives Controls | Motors/Drives Control Improvements (VFD) | On Irrigation Turbine Pump | 85 Horsepower |  |  | 37066 | 6800 | Motors/Drives Control Improvements (VFD) On Irrigation Turbine Pump 85 Horsepower BPA Qualified | Existing | Non building measure (Motors) | 34000 | 10795 | 2009-10-01 |  | 10 |  |  | On Irrigation Turbine Pump |  |  |  |  | 85 Horsepower | [12 empty] | Motor stays in service as this is an added device (VFD) Any irrigation related pumping operation with variation in flow rates (e.g. variation of 20% or more) or discharge pressure requirements (e.g. variation of 10% or more). | No |  |  |  | BPA Qualified | [5 empty] | BPA Qualified UES | 0 | 0 | 0.484 | 4.047 | 0.506 | 8.356 | 0.757 | 0 | 0.449 | 0 | 0 | 0.082 | 0 | 0 | 0.904 | 0.449 | 0.455 | 2 | 24.3 | 30.1 | Yes
Agricultural | Motors/Drives | Motors/Drives Controls | Motors/Drives Control Improvements (VFD) | On Irrigation Turbine Pump | 90 Horsepower |  |  | 39246 | 7200 | Motors/Drives Control Improvements (VFD) On Irrigation Turbine Pump 90 Horsepower BPA Qualified | Existing | Non building measure (Motors) | 36000 | 11430 | 2009-10-01 |  | 10 |  |  | On Irrigation Turbine Pump |  |  |  |  | 90 Horsepower | [12 empty] | Motor stays in service as this is an added device (VFD) Any irrigation related pumping operation with variation in flow rates (e.g. variation of 20% or more) or discharge pressure requirements (e.g. variation of 10% or more). | No |  |  |  | BPA Qualified | [5 empty] | BPA Qualified UES | 0 | 0 | 0.484 | 4.285 | 0.506 | 8.847 | 0.757 | 0 | 0.449 | 0 | 0 | 0.082 | 0 | 0 | 0.904 | 0.449 | 0.455 | 2 | 24.3 | 31.9 | Yes
Agricultural | Motors/Drives | Motors/Drives Controls | Motors/Drives Control Improvements (VFD) | On Irrigation Turbine Pump | 95 Horsepower |  |  | 41426 | 7600 | Motors/Drives Control Improvements (VFD) On Irrigation Turbine Pump 95 Horsepower BPA Qualified | Existing | Non building measure (Motors) | 38000 | 12065 | 2009-10-01 |  | 10 |  |  | On Irrigation Turbine Pump |  |  |  |  | 95 Horsepower | [12 empty] | Motor stays in service as this is an added device (VFD) Any irrigation related pumping operation with variation in flow rates (e.g. variation of 20% or more) or discharge pressure requirements (e.g. variation of 10% or more). | No |  |  |  | BPA Qualified | [5 empty] | BPA Qualified UES | 0 | 0 | 0.484 | 4.523 | 0.506 | 9.339 | 0.757 | 0 | 0.449 | 0 | 0 | 0.082 | 0 | 0 | 0.904 | 0.449 | 0.455 | 2 | 24.3 | 33.7 | Yes
Agricultural | Motors/Drives | Motors/Drives Controls | Motors/Drives Control Improvements (VFD) | On Irrigation Turbine Pump | 100 Horsepower |  |  | 43607 | 8000 | Motors/Drives Control Improvements (VFD) On Irrigation Turbine Pump 100 Horsepower BPA Qualified | Existing | Non building measure (Motors) | 40000 | 12700 | 2009-10-01 |  | 10 |  |  | On Irrigation Turbine Pump |  |  |  |  | 100 Horsepower | [12 empty] | Motor stays in service as this is an added device (VFD) Any irrigation related pumping operation with variation in flow rates (e.g. variation of 20% or more) or discharge pressure requirements (e.g. variation of 10% or more). | No |  |  |  | BPA Qualified | [5 empty] | BPA Qualified UES | 0 | 0 | 0.484 | 4.761 | 0.506 | 9.83 | 0.757 | 0 | 0.449 | 0 | 0 | 0.082 | 0 | 0 | 0.904 | 0.449 | 0.455 | 2 | 24.3 | 35.4 | Yes
Agricultural | Motors/Drives | Motors/Drives Controls | Motors/Drives Control Improvements (VFD) | On Irrigation Turbine Pump | 105 Horsepower |  |  | 45787 | 8400 | Motors/Drives Control Improvements (VFD) On Irrigation Turbine Pump 105 Horsepower BPA Qualified | Existing | Non building measure (Motors) | 42000 | 13335 | 2009-10-01 |  | 10 |  |  | On Irrigation Turbine Pump |  |  |  |  | 105 Horsepower | [12 empty] | Motor stays in service as this is an added device (VFD) Any irrigation related pumping operation with variation in flow rates (e.g. variation of 20% or more) or discharge pressure requirements (e.g. variation of 10% or more). | No |  |  |  | BPA Qualified | [5 empty] | BPA Qualified UES | 0 | 0 | 0.484 | 5 | 0.506 | 10.322 | 0.757 | 0 | 0.449 | 0 | 0 | 0.082 | 0 | 0 | 0.904 | 0.449 | 0.455 | 2 | 24.3 | 37.2 | Yes
Agricultural | Motors/Drives | Motors/Drives Controls | Motors/Drives Control Improvements (VFD) | On Irrigation Turbine Pump | 110 Horsepower |  |  | 47967 | 8800 | Motors/Drives Control Improvements (VFD) On Irrigation Turbine Pump 110 Horsepower BPA Qualified | Existing | Non building measure (Motors) | 44000 | 13970 | 2009-10-01 |  | 10 |  |  | On Irrigation Turbine Pump |  |  |  |  | 110 Horsepower | [12 empty] | Motor stays in service as this is an added device (VFD) Any irrigation related pumping operation with variation in flow rates (e.g. variation of 20% or more) or discharge pressure requirements (e.g. variation of 10% or more). | No |  |  |  | BPA Qualified | [5 empty] | BPA Qualified UES | 0 | 0 | 0.484 | 5.238 | 0.506 | 10.813 | 0.757 | 0 | 0.449 | 0 | 0 | 0.082 | 0 | 0 | 0.904 | 0.449 | 0.455 | 2 | 24.3 | 39 | Yes
Agricultural | Motors/Drives | Motors/Drives Controls | Motors/Drives Control Improvements (VFD) | On Irrigation Turbine Pump | 120 Horsepower |  |  | 52328 | 9600 | Motors/Drives Control Improvements (VFD) On Irrigation Turbine Pump 120 Horsepower BPA Qualified | Existing | Non building measure (Motors) | 48000 | 15240 | 2009-10-01 |  | 10 |  |  | On Irrigation Turbine Pump |  |  |  |  | 120 Horsepower | [12 empty] | Motor stays in service as this is an added device (VFD) Any irrigation related pumping operation with variation in flow rates (e.g. variation of 20% or more) or discharge pressure requirements (e.g. variation of 10% or more). | No |  |  |  | BPA Qualified | [5 empty] | BPA Qualified UES | 0 | 0 | 0.484 | 5.714 | 0.506 | 11.796 | 0.757 | 0 | 0.449 | 0 | 0 | 0.082 | 0 | 0 | 0.904 | 0.449 | 0.455 | 2 | 24.3 | 42.5 | Yes
Agricultural | Motors/Drives | Motors/Drives Controls | Motors/Drives Control Improvements (VFD) | On Irrigation Turbine Pump | 125 Horsepower |  |  | 54508 | 10000 | Motors/Drives Control Improvements (VFD) On Irrigation Turbine Pump 125 Horsepower BPA Qualified | Existing | Non building measure (Motors) | 50000 | 15875 | 2009-10-01 |  | 10 |  |  | On Irrigation Turbine Pump |  |  |  |  | 125 Horsepower | [12 empty] | Motor stays in service as this is an added device (VFD) Any irrigation related pumping operation with variation in flow rates (e.g. variation of 20% or more) or discharge pressure requirements (e.g. variation of 10% or more). | No |  |  |  | BPA Qualified | [5 empty] | BPA Qualified UES | 0 | 0 | 0.484 | 5.952 | 0.506 | 12.288 | 0.757 | 0 | 0.449 | 0 | 0 | 0.082 | 0 | 0 | 0.904 | 0.449 | 0.455 | 2 | 24.3 | 44.3 | Yes
Agricultural | Motors/Drives | Motors/Drives Controls | Motors/Drives Control Improvements (VFD) | On Irrigation Turbine Pump | 130 Horsepower |  |  | 56689 | 10400 | Motors/Drives Control Improvements (VFD) On Irrigation Turbine Pump 130 Horsepower BPA Qualified | Existing | Non building measure (Motors) | 52000 | 16510 | 2009-10-01 |  | 10 |  |  | On Irrigation Turbine Pump |  |  |  |  | 130 Horsepower | [12 empty] | Motor stays in service as this is an added device (VFD) Any irrigation related pumping operation with variation in flow rates (e.g. variation of 20% or more) or discharge pressure requirements (e.g. variation of 10% or more). | No |  |  |  | BPA Qualified | [5 empty] | BPA Qualified UES | 0 | 0 | 0.484 | 6.19 | 0.506 | 12.779 | 0.757 | 0 | 0.449 | 0 | 0 | 0.082 | 0 | 0 | 0.904 | 0.449 | 0.455 | 2 | 24.3 | 46.1 | Yes
Agricultural | Motors/Drives | Motors/Drives Controls | Motors/Drives Control Improvements (VFD) | On Irrigation Turbine Pump | 135 Horsepower |  |  | 58869 | 10800 | Motors/Drives Control Improvements (VFD) On Irrigation Turbine Pump 135 Horsepower BPA Qualified | Existing | Non building measure (Motors) | 54000 | 17145 | 2009-10-01 |  | 10 |  |  | On Irrigation Turbine Pump |  |  |  |  | 135 Horsepower | [12 empty] | Motor stays in service as this is an added device (VFD) Any irrigation related pumping operation with variation in flow rates (e.g. variation of 20% or more) or discharge pressure requirements (e.g. variation of 10% or more). | No |  |  |  | BPA Qualified | [5 empty] | BPA Qualified UES | 0 | 0 | 0.484 | 6.428 | 0.506 | 13.271 | 0.757 | 0 | 0.449 | 0 | 0 | 0.082 | 0 | 0 | 0.904 | 0.449 | 0.455 | 2 | 24.3 | 47.8 | Yes
Agricultural | Motors/Drives | Motors/Drives Controls | Motors/Drives Control Improvements (VFD) | On Irrigation Turbine Pump | 140 Horsepower |  |  | 61049 | 11200 | Motors/Drives Control Improvements (VFD) On Irrigation Turbine Pump 140 Horsepower BPA Qualified | Existing | Non building measure (Motors) | 56000 | 17780 | 2009-10-01 |  | 10 |  |  | On Irrigation Turbine Pump |  |  |  |  | 140 Horsepower | [12 empty] | Motor stays in service as this is an added device (VFD) Any irrigation related pumping operation with variation in flow rates (e.g. variation of 20% or more) or discharge pressure requirements (e.g. variation of 10% or more). | No |  |  |  | BPA Qualified | [5 empty] | BPA Qualified UES | 0 | 0 | 0.484 | 6.666 | 0.506 | 13.762 | 0.757 | 0 | 0.449 | 0 | 0 | 0.082 | 0 | 0 | 0.904 | 0.449 | 0.455 | 2 | 24.3 | 49.6 | Yes
Agricultural | Motors/Drives | Motors/Drives Controls | Motors/Drives Control Improvements (VFD) | On Irrigation Turbine Pump | 145 Horsepower |  |  | 63230 | 11600 | Motors/Drives Control Improvements (VFD) On Irrigation Turbine Pump 145 Horsepower BPA Qualified | Existing | Non building measure (Motors) | 58000 | 18415 | 2009-10-01 |  | 10 |  |  | On Irrigation Turbine Pump |  |  |  |  | 145 Horsepower | [12 empty] | Motor stays in service as this is an added device (VFD) Any irrigation related pumping operation with variation in flow rates (e.g. variation of 20% or more) or discharge pressure requirements (e.g. variation of 10% or more). | No |  |  |  | BPA Qualified | [5 empty] | BPA Qualified UES | 0 | 0 | 0.484 | 6.904 | 0.506 | 14.254 | 0.757 | 0 | 0.449 | 0 | 0 | 0.082 | 0 | 0 | 0.904 | 0.449 | 0.455 | 2 | 24.3 | 51.4 | Yes
Agricultural | Motors/Drives | Motors/Drives Controls | Motors/Drives Control Improvements (VFD) | On Irrigation Turbine Pump | 150 Horsepower |  |  | 65410 | 12000 | Motors/Drives Control Improvements (VFD) On Irrigation Turbine Pump 150 Horsepower BPA Qualified | Existing | Non building measure (Motors) | 60000 | 19050 | 2009-10-01 |  | 10 |  |  | On Irrigation Turbine Pump |  |  |  |  | 150 Horsepower | [12 empty] | Motor stays in service as this is an added device (VFD) Any irrigation related pumping operation with variation in flow rates (e.g. variation of 20% or more) or discharge pressure requirements (e.g. variation of 10% or more). | No |  |  |  | BPA Qualified | [5 empty] | BPA Qualified UES | 0 | 0 | 0.484 | 7.142 | 0.506 | 14.745 | 0.757 | 0 | 0.449 | 0 | 0 | 0.082 | 0 | 0 | 0.904 | 0.449 | 0.455 | 2 | 24.3 | 53.1 | Yes
Agricultural | Motors/Drives | Motors/Drives Controls | Motors/Drives Control Improvements (VFD) | On Irrigation Turbine Pump | 155 Horsepower |  |  | 67590 | 12400 | Motors/Drives Control Improvements (VFD) On Irrigation Turbine Pump 155 Horsepower BPA Qualified | Existing | Non building measure (Motors) | 62000 | 19685 | 2009-10-01 |  | 10 |  |  | On Irrigation Turbine Pump |  |  |  |  | 155 Horsepower | [12 empty] | Motor stays in service as this is an added device (VFD) Any irrigation related pumping operation with variation in flow rates (e.g. variation of 20% or more) or discharge pressure requirements (e.g. variation of 10% or more). | No |  |  |  | BPA Qualified | [5 empty] | BPA Qualified UES | 0 | 0 | 0.484 | 7.38 | 0.506 | 15.237 | 0.757 | 0 | 0.449 | 0 | 0 | 0.082 | 0 | 0 | 0.904 | 0.449 | 0.455 | 2 | 24.3 | 54.9 | Yes
Agricultural | Motors/Drives | Motors/Drives Controls | Motors/Drives Control Improvements (VFD) | On Irrigation Turbine Pump | 160 Horsepower |  |  | 69771 | 12800 | Motors/Drives Control Improvements (VFD) On Irrigation Turbine Pump 160 Horsepower BPA Qualified | Existing | Non building measure (Motors) | 64000 | 20320 | 2009-10-01 |  | 10 |  |  | On Irrigation Turbine Pump |  |  |  |  | 160 Horsepower | [12 empty] | Motor stays in service as this is an added device (VFD) Any irrigation related pumping operation with variation in flow rates (e.g. variation of 20% or more) or discharge pressure requirements (e.g. variation of 10% or more). | No |  |  |  | BPA Qualified | [5 empty] | BPA Qualified UES | 0 | 0 | 0.484 | 7.618 | 0.506 | 15.728 | 0.757 | 0 | 0.449 | 0 | 0 | 0.082 | 0 | 0 | 0.904 | 0.449 | 0.455 | 2 | 24.3 | 56.7 | Yes
Agricultural | Motors/Drives | Motors/Drives Controls | Motors/Drives Control Improvements (VFD) | On Irrigation Turbine Pump | 165 Horsepower |  |  | 71951 | 13200 | Motors/Drives Control Improvements (VFD) On Irrigation Turbine Pump 165 Horsepower BPA Qualified | Existing | Non building measure (Motors) | 66000 | 20955 | 2009-10-01 |  | 10 |  |  | On Irrigation Turbine Pump |  |  |  |  | 165 Horsepower | [12 empty] | Motor stays in service as this is an added device (VFD) Any irrigation related pumping operation with variation in flow rates (e.g. variation of 20% or more) or discharge pressure requirements (e.g. variation of 10% or more). | No |  |  |  | BPA Qualified | [5 empty] | BPA Qualified UES | 0 | 0 | 0.484 | 7.856 | 0.506 | 16.22 | 0.757 | 0 | 0.449 | 0 | 0 | 0.082 | 0 | 0 | 0.904 | 0.449 | 0.455 | 2 | 24.3 | 58.5 | Yes
Agricultural | Motors/Drives | Motors/Drives Controls | Motors/Drives Control Improvements (VFD) | On Irrigation Turbine Pump | 170 Horsepower |  |  | 74131 | 13600 | Motors/Drives Control Improvements (VFD) On Irrigation Turbine Pump 170 Horsepower BPA Qualified | Existing | Non building measure (Motors) | 68000 | 21590 | 2009-10-01 |  | 10 |  |  | On Irrigation Turbine Pump |  |  |  |  | 170 Horsepower | [12 empty] | Motor stays in service as this is an added device (VFD) Any irrigation related pumping operation with variation in flow rates (e.g. variation of 20% or more) or discharge pressure requirements (e.g. variation of 10% or more). | No |  |  |  | BPA Qualified | [5 empty] | BPA Qualified UES | 0 | 0 | 0.484 | 8.095 | 0.506 | 16.711 | 0.757 | 0 | 0.449 | 0 | 0 | 0.082 | 0 | 0 | 0.904 | 0.449 | 0.455 | 2 | 24.3 | 60.2 | Yes
Agricultural | Motors/Drives | Motors/Drives Controls | Motors/Drives Control Improvements (VFD) | On Irrigation Turbine Pump | 175 Horsepower |  |  | 76312 | 14000 | Motors/Drives Control Improvements (VFD) On Irrigation Turbine Pump 175 Horsepower BPA Qualified | Existing | Non building measure (Motors) | 70000 | 22225 | 2009-10-01 |  | 10 |  |  | On Irrigation Turbine Pump |  |  |  |  | 175 Horsepower | [12 empty] | Motor stays in service as this is an added device (VFD) Any irrigation related pumping operation with variation in flow rates (e.g. variation of 20% or more) or discharge pressure requirements (e.g. variation of 10% or more). | No |  |  |  | BPA Qualified | [5 empty] | BPA Qualified UES | 0 | 0 | 0.484 | 8.333 | 0.506 | 17.203 | 0.757 | 0 | 0.449 | 0 | 0 | 0.082 | 0 | 0 | 0.904 | 0.449 | 0.455 | 2 | 24.3 | 62 | Yes
Agricultural | Motors/Drives | Motors/Drives Controls | Motors/Drives Control Improvements (VFD) | On Irrigation Turbine Pump | 180 Horsepower |  |  | 78492 | 14400 | Motors/Drives Control Improvements (VFD) On Irrigation Turbine Pump 180 Horsepower BPA Qualified | Existing | Non building measure (Motors) | 72000 | 22860 | 2009-10-01 |  | 10 |  |  | On Irrigation Turbine Pump |  |  |  |  | 180 Horsepower | [12 empty] | Motor stays in service as this is an added device (VFD) Any irrigation related pumping operation with variation in flow rates (e.g. variation of 20% or more) or discharge pressure requirements (e.g. variation of 10% or more). | No |  |  |  | BPA Qualified | [5 empty] | BPA Qualified UES | 0 | 0 | 0.484 | 8.571 | 0.506 | 17.694 | 0.757 | 0 | 0.449 | 0 | 0 | 0.082 | 0 | 0 | 0.904 | 0.449 | 0.455 | 2 | 24.3 | 63.8 | Yes
Agricultural | Motors/Drives | Motors/Drives Controls | Motors/Drives Control Improvements (VFD) | On Irrigation Turbine Pump | 185 Horsepower |  |  | 80672 | 14800 | Motors/Drives Control Improvements (VFD) On Irrigation Turbine Pump 185 Horsepower BPA Qualified | Existing | Non building measure (Motors) | 74000 | 23495 | 2009-10-01 |  | 10 |  |  | On Irrigation Turbine Pump |  |  |  |  | 185 Horsepower | [12 empty] | Motor stays in service as this is an added device (VFD) Any irrigation related pumping operation with variation in flow rates (e.g. variation of 20% or more) or discharge pressure requirements (e.g. variation of 10% or more). | No |  |  |  | BPA Qualified | [5 empty] | BPA Qualified UES | 0 | 0 | 0.484 | 8.809 | 0.506 | 18.186 | 0.757 | 0 | 0.449 | 0 | 0 | 0.082 | 0 | 0 | 0.904 | 0.449 | 0.455 | 2 | 24.3 | 65.5 | Yes
Agricultural | Motors/Drives | Motors/Drives Controls | Motors/Drives Control Improvements (VFD) | On Irrigation Turbine Pump | 190 Horsepower |  |  | 82853 | 15200 | Motors/Drives Control Improvements (VFD) On Irrigation Turbine Pump 190 Horsepower BPA Qualified | Existing | Non building measure (Motors) | 76000 | 24130 | 2009-10-01 |  | 10 |  |  | On Irrigation Turbine Pump |  |  |  |  | 190 Horsepower | [12 empty] | Motor stays in service as this is an added device (VFD) Any irrigation related pumping operation with variation in flow rates (e.g. variation of 20% or more) or discharge pressure requirements (e.g. variation of 10% or more). | No |  |  |  | BPA Qualified | [5 empty] | BPA Qualified UES | 0 | 0 | 0.484 | 9.047 | 0.506 | 18.677 | 0.757 | 0 | 0.449 | 0 | 0 | 0.082 | 0 | 0 | 0.904 | 0.449 | 0.455 | 2 | 24.3 | 67.3 | Yes
Agricultural | Motors/Drives | Motors/Drives Controls | Motors/Drives Control Improvements (VFD) | On Irrigation Turbine Pump | 195 Horsepower |  |  | 85033 | 15600 | Motors/Drives Control Improvements (VFD) On Irrigation Turbine Pump 195 Horsepower BPA Qualified | Existing | Non building measure (Motors) | 78000 | 24765 | 2009-10-01 |  | 10 |  |  | On Irrigation Turbine Pump |  |  |  |  | 195 Horsepower | [12 empty] | Motor stays in service as this is an added device (VFD) Any irrigation related pumping operation with variation in flow rates (e.g. variation of 20% or more) or discharge pressure requirements (e.g. variation of 10% or more). | No |  |  |  | BPA Qualified | [5 empty] | BPA Qualified UES | 0 | 0 | 0.484 | 9.285 | 0.506 | 19.169 | 0.757 | 0 | 0.449 | 0 | 0 | 0.082 | 0 | 0 | 0.904 | 0.449 | 0.455 | 2 | 24.3 | 69.1 | Yes
Agricultural | Motors/Drives | Motors/Drives Controls | Motors/Drives Control Improvements (VFD) | On Irrigation Turbine Pump | 200 Horsepower |  |  | 87213 | 16000 | Motors/Drives Control Improvements (VFD) On Irrigation Turbine Pump 200 Horsepower BPA Qualified | Existing | Non building measure (Motors) | 80000 | 25400 | 2009-10-01 |  | 10 |  |  | On Irrigation Turbine Pump |  |  |  |  | 200 Horsepower | [12 empty] | Motor stays in service as this is an added device (VFD) Any irrigation related pumping operation with variation in flow rates (e.g. variation of 20% or more) or discharge pressure requirements (e.g. variation of 10% or more). | No |  |  |  | BPA Qualified | [5 empty] | BPA Qualified UES | 0 | 0 | 0.484 | 9.523 | 0.506 | 19.66 | 0.757 | 0 | 0.449 | 0 | 0 | 0.082 | 0 | 0 | 0.904 | 0.449 | 0.455 | 2 | 24.3 | 70.9 | Yes
Agricultural | Motors/Drives | Motors/Drives Controls | Motors/Drives Control Improvements (VFD) | On Irrigation Turbine Pump | 205 Horsepower |  |  | 89394 | 16400 | Motors/Drives Control Improvements (VFD) On Irrigation Turbine Pump 205 Horsepower BPA Qualified | Existing | Non building measure (Motors) | 82000 | 26035 | 2009-10-01 |  | 10 |  |  | On Irrigation Turbine Pump |  |  |  |  | 205 Horsepower | [12 empty] | Motor stays in service as this is an added device (VFD) Any irrigation related pumping operation with variation in flow rates (e.g. variation of 20% or more) or discharge pressure requirements (e.g. variation of 10% or more). | No |  |  |  | BPA Qualified | [5 empty] | BPA Qualified UES | 0 | 0 | 0.484 | 9.761 | 0.506 | 20.152 | 0.757 | 0 | 0.449 | 0 | 0 | 0.082 | 0 | 0 | 0.904 | 0.449 | 0.455 | 2 | 24.3 | 72.6 | Yes
Agricultural | Motors/Drives | Motors/Drives Controls | Motors/Drives Control Improvements (VFD) | On Irrigation Turbine Pump | 210 Horsepower |  |  | 91574 | 16800 | Motors/Drives Control Improvements (VFD) On Irrigation Turbine Pump 210 Horsepower BPA Qualified | Existing | Non building measure (Motors) | 84000 | 26670 | 2009-10-01 |  | 10 |  |  | On Irrigation Turbine Pump |  |  |  |  | 210 Horsepower | [12 empty] | Motor stays in service as this is an added device (VFD) Any irrigation related pumping operation with variation in flow rates (e.g. variation of 20% or more) or discharge pressure requirements (e.g. variation of 10% or more). | No |  |  |  | BPA Qualified | [5 empty] | BPA Qualified UES | 0 | 0 | 0.484 | 9.999 | 0.506 | 20.643 | 0.757 | 0 | 0.449 | 0 | 0 | 0.082 | 0 | 0 | 0.904 | 0.449 | 0.455 | 2 | 24.3 | 74.4 | Yes
Agricultural | Motors/Drives | Motors/Drives Controls | Motors/Drives Control Improvements (VFD) | On Irrigation Turbine Pump | 215 Horsepower |  |  | 93754 | 17200 | Motors/Drives Control Improvements (VFD) On Irrigation Turbine Pump 215 Horsepower BPA Qualified | Existing | Non building measure (Motors) | 86000 | 27305 | 2009-10-01 |  | 10 |  |  | On Irrigation Turbine Pump |  |  |  |  | 215 Horsepower | [12 empty] | Motor stays in service as this is an added device (VFD) Any irrigation related pumping operation with variation in flow rates (e.g. variation of 20% or more) or discharge pressure requirements (e.g. variation of 10% or more). | No |  |  |  | BPA Qualified | [5 empty] | BPA Qualified UES | 0 | 0 | 0.484 | 10.237 | 0.506 | 21.135 | 0.757 | 0 | 0.449 | 0 | 0 | 0.082 | 0 | 0 | 0.904 | 0.449 | 0.455 | 2 | 24.3 | 76.2 | Yes
Agricultural | Motors/Drives | Motors/Drives Controls | Motors/Drives Control Improvements (VFD) | On Irrigation Turbine Pump | 220 Horsepower |  |  | 95935 | 17600 | Motors/Drives Control Improvements (VFD) On Irrigation Turbine Pump 220 Horsepower BPA Qualified | Existing | Non building measure (Motors) | 88000 | 27940 | 2009-10-01 |  | 10 |  |  | On Irrigation Turbine Pump |  |  |  |  | 220 Horsepower | [12 empty] | Motor stays in service as this is an added device (VFD) Any irrigation related pumping operation with variation in flow rates (e.g. variation of 20% or more) or discharge pressure requirements (e.g. variation of 10% or more). | No |  |  |  | BPA Qualified | [5 empty] | BPA Qualified UES | 0 | 0 | 0.484 | 10.475 | 0.506 | 21.626 | 0.757 | 0 | 0.449 | 0 | 0 | 0.082 | 0 | 0 | 0.904 | 0.449 | 0.455 | 2 | 24.3 | 77.9 | Yes
Agricultural | Motors/Drives | Motors/Drives Controls | Motors/Drives Control Improvements (VFD) | On Irrigation Turbine Pump | 225 Horsepower |  |  | 98115 | 18000 | Motors/Drives Control Improvements (VFD) On Irrigation Turbine Pump 225 Horsepower BPA Qualified | Existing | Non building measure (Motors) | 90000 | 28575 | 2009-10-01 |  | 10 |  |  | On Irrigation Turbine Pump |  |  |  |  | 225 Horsepower | [12 empty] | Motor stays in service as this is an added device (VFD) Any irrigation related pumping operation with variation in flow rates (e.g. variation of 20% or more) or discharge pressure requirements (e.g. variation of 10% or more). | No |  |  |  | BPA Qualified | [5 empty] | BPA Qualified UES | 0 | 0 | 0.484 | 10.713 | 0.506 | 22.118 | 0.757 | 0 | 0.449 | 0 | 0 | 0.082 | 0 | 0 | 0.904 | 0.449 | 0.455 | 2 | 24.3 | 79.7 | Yes
Agricultural | Motors/Drives | Motors/Drives Controls | Motors/Drives Control Improvements (VFD) | On Irrigation Turbine Pump | 230 Horsepower |  |  | 100295 | 18400 | Motors/Drives Control Improvements (VFD) On Irrigation Turbine Pump 230 Horsepower BPA Qualified | Existing | Non building measure (Motors) | 92000 | 29210 | 2009-10-01 |  | 10 |  |  | On Irrigation Turbine Pump |  |  |  |  | 230 Horsepower | [12 empty] | Motor stays in service as this is an added device (VFD) Any irrigation related pumping operation with variation in flow rates (e.g. variation of 20% or more) or discharge pressure requirements (e.g. variation of 10% or more). | No |  |  |  | BPA Qualified | [5 empty] | BPA Qualified UES | 0 | 0 | 0.484 | 10.951 | 0.506 | 22.609 | 0.757 | 0 | 0.449 | 0 | 0 | 0.082 | 0 | 0 | 0.904 | 0.449 | 0.455 | 2 | 24.3 | 81.5 | Yes
Agricultural | Motors/Drives | Motors/Drives Controls | Motors/Drives Control Improvements (VFD) | On Irrigation Turbine Pump | 235 Horsepower |  |  | 102476 | 18800 | Motors/Drives Control Improvements (VFD) On Irrigation Turbine Pump 235 Horsepower BPA Qualified | Existing | Non building measure (Motors) | 94000 | 29845 | 2009-10-01 |  | 10 |  |  | On Irrigation Turbine Pump |  |  |  |  | 235 Horsepower | [12 empty] | Motor stays in service as this is an added device (VFD) Any irrigation related pumping operation with variation in flow rates (e.g. variation of 20% or more) or discharge pressure requirements (e.g. variation of 10% or more). | No |  |  |  | BPA Qualified | [5 empty] | BPA Qualified UES | 0 | 0 | 0.484 | 11.19 | 0.506 | 23.101 | 0.757 | 0 | 0.449 | 0 | 0 | 0.082 | 0 | 0 | 0.904 | 0.449 | 0.455 | 2 | 24.3 | 83.3 | Yes
Agricultural | Motors/Drives | Motors/Drives Controls | Motors/Drives Control Improvements (VFD) | On Irrigation Turbine Pump | 240 Horsepower |  |  | 104656 | 19200 | Motors/Drives Control Improvements (VFD) On Irrigation Turbine Pump 240 Horsepower BPA Qualified | Existing | Non building measure (Motors) | 96000 | 30480 | 2009-10-01 |  | 10 |  |  | On Irrigation Turbine Pump |  |  |  |  | 240 Horsepower | [12 empty] | Motor stays in service as this is an added device (VFD) Any irrigation related pumping operation with variation in flow rates (e.g. variation of 20% or more) or discharge pressure requirements (e.g. variation of 10% or more). | No |  |  |  | BPA Qualified | [5 empty] | BPA Qualified UES | 0 | 0 | 0.484 | 11.428 | 0.506 | 23.592 | 0.757 | 0 | 0.449 | 0 | 0 | 0.082 | 0 | 0 | 0.904 | 0.449 | 0.455 | 2 | 24.3 | 85 | Yes
Agricultural | Motors/Drives | Motors/Drives Controls | Motors/Drives Control Improvements (VFD) | On Irrigation Turbine Pump | 245 Horsepower |  |  | 106836 | 19600 | Motors/Drives Control Improvements (VFD) On Irrigation Turbine Pump 245 Horsepower BPA Qualified | Existing | Non building measure (Motors) | 98000 | 31115 | 2009-10-01 |  | 10 |  |  | On Irrigation Turbine Pump |  |  |  |  | 245 Horsepower | [12 empty] | Motor stays in service as this is an added device (VFD) Any irrigation related pumping operation with variation in flow rates (e.g. variation of 20% or more) or discharge pressure requirements (e.g. variation of 10% or more). | No |  |  |  | BPA Qualified | [5 empty] | BPA Qualified UES | 0 | 0 | 0.484 | 11.666 | 0.506 | 24.084 | 0.757 | 0 | 0.449 | 0 | 0 | 0.082 | 0 | 0 | 0.904 | 0.449 | 0.455 | 2 | 24.3 | 86.8 | Yes
Agricultural | Motors/Drives | Motors/Drives Controls | Motors/Drives Control Improvements (VFD) | On Irrigation Turbine Pump | 250 Horsepower |  |  | 109017 | 20000 | Motors/Drives Control Improvements (VFD) On Irrigation Turbine Pump 250 Horsepower BPA Qualified | Existing | Non building measure (Motors) | 100000 | 31750 | 2009-10-01 |  | 10 |  |  | On Irrigation Turbine Pump |  |  |  |  | 250 Horsepower | [12 empty] | Motor stays in service as this is an added device (VFD) Any irrigation related pumping operation with variation in flow rates (e.g. variation of 20% or more) or discharge pressure requirements (e.g. variation of 10% or more). | No |  |  |  | BPA Qualified | [5 empty] | BPA Qualified UES | 0 | 0 | 0.484 | 11.904 | 0.506 | 24.575 | 0.757 | 0 | 0.449 | 0 | 0 | 0.082 | 0 | 0 | 0.904 | 0.449 | 0.455 | 2 | 24.3 | 88.6 | Yes
Agricultural | Motors/Drives | Motors/Drives Controls | Motors/Drives Control Improvements (VFD) | On Irrigation Turbine Pump | 300 Horsepower |  |  | 130820 | 24000 | Motors/Drives Control Improvements (VFD) On Irrigation Turbine Pump 300 Horsepower BPA Qualified | Existing | Non building measure (Motors) | 120000 | 38100 | 2009-10-01 |  | 10 |  |  | On Irrigation Turbine Pump |  |  |  |  | 300 Horsepower | [12 empty] | Motor stays in service as this is an added device (VFD) Any irrigation related pumping operation with variation in flow rates (e.g. variation of 20% or more) or discharge pressure requirements (e.g. variation of 10% or more). | No |  |  |  | BPA Qualified | [5 empty] | BPA Qualified UES | 0 | 0 | 0.484 | 14.284 | 0.506 | 29.491 | 0.757 | 0 | 0.449 | 0 | 0 | 0.082 | 0 | 0 | 0.904 | 0.449 | 0.455 | 2 | 24.3 | 106.3 | Yes
Agricultural | Motors/Drives | Motors/Drives Controls | Motors/Drives Control Improvements (VFD) | On Irrigation Turbine Pump | 350 Horsepower |  |  | 152623 | 28000 | Motors/Drives Control Improvements (VFD) On Irrigation Turbine Pump 350 Horsepower BPA Qualified | Existing | Non building measure (Motors) | 140000 | 44450 | 2009-10-01 |  | 10 |  |  | On Irrigation Turbine Pump |  |  |  |  | 350 Horsepower | [12 empty] | Motor stays in service as this is an added device (VFD) Any irrigation related pumping operation with variation in flow rates (e.g. variation of 20% or more) or discharge pressure requirements (e.g. variation of 10% or more). | No |  |  |  | BPA Qualified | [5 empty] | BPA Qualified UES | 0 | 0 | 0.484 | 16.665 | 0.506 | 34.406 | 0.757 | 0 | 0.449 | 0 | 0 | 0.082 | 0 | 0 | 0.904 | 0.449 | 0.455 | 2 | 24.3 | 124 | Yes
Agricultural | Motors/Drives | Motors/Drives Controls | Motors/Drives Control Improvements (VFD) | On Irrigation Turbine Pump | 400 Horsepower |  |  | 174427 | 32000 | Motors/Drives Control Improvements (VFD) On Irrigation Turbine Pump 400 Horsepower BPA Qualified | Existing | Non building measure (Motors) | 160000 | 50800 | 2009-10-01 |  | 10 |  |  | On Irrigation Turbine Pump |  |  |  |  | 400 Horsepower | [12 empty] | Motor stays in service as this is an added device (VFD) Any irrigation related pumping operation with variation in flow rates (e.g. variation of 20% or more) or discharge pressure requirements (e.g. variation of 10% or more). | No |  |  |  | BPA Qualified | [5 empty] | BPA Qualified UES | 0 | 0 | 0.484 | 19.046 | 0.506 | 39.321 | 0.757 | 0 | 0.449 | 0 | 0 | 0.082 | 0 | 0 | 0.904 | 0.449 | 0.455 | 2 | 24.3 | 141.7 | Yes
Agricultural | Motors/Drives | Motors/Drives Controls | Motors/Drives Control Improvements (VFD) | On Irrigation Turbine Pump | 450 Horsepower |  |  | 196230 | 36000 | Motors/Drives Control Improvements (VFD) On Irrigation Turbine Pump 450 Horsepower BPA Qualified | Existing | Non building measure (Motors) | 180000 | 57150 | 2009-10-01 |  | 10 |  |  | On Irrigation Turbine Pump |  |  |  |  | 450 Horsepower | [12 empty] | Motor stays in service as this is an added device (VFD) Any irrigation related pumping operation with variation in flow rates (e.g. variation of 20% or more) or discharge pressure requirements (e.g. variation of 10% or more). | No |  |  |  | BPA Qualified | [5 empty] | BPA Qualified UES | 0 | 0 | 0.484 | 21.427 | 0.506 | 44.236 | 0.757 | 0 | 0.449 | 0 | 0 | 0.082 | 0 | 0 | 0.904 | 0.449 | 0.455 | 2 | 24.3 | 159.4 | Yes
Agricultural | Motors/Drives | Motors/Drives Controls | Motors/Drives Control Improvements (VFD) | On Irrigation Turbine Pump | 500 Horsepower |  |  | 218033 | 40000 | Motors/Drives Control Improvements (VFD) On Irrigation Turbine Pump 500 Horsepower BPA Qualified | Existing | Non building measure (Motors) | 200000 | 63500 | 2009-10-01 |  | 10 |  |  | On Irrigation Turbine Pump |  |  |  |  | 500 Horsepower | [12 empty] | Motor stays in service as this is an added device (VFD) Any irrigation related pumping operation with variation in flow rates (e.g. variation of 20% or more) or discharge pressure requirements (e.g. variation of 10% or more). | No |  |  |  | BPA Qualified | [5 empty] | BPA Qualified UES | 0 | 0 | 0.484 | 23.807 | 0.506 | 49.151 | 0.757 | 0 | 0.449 | 0 | 0 | 0.082 | 0 | 0 | 0.904 | 0.449 | 0.455 | 2 | 24.3 | 177.2 | Yes

## Sheet1
% Time | 0% | 0% | 0% | 0% | 0% | 5% | 40% | 30% | 10% | 5% | 5% | 5% | 100%
% of Design Flow | OFF | 0% | 10% | 20% | 30% | 40% | 50% | 60% | 70% | 80% | 90% | 100% | Total
Flow Rate | - | 0 | 142.5 | 285 | 427.5 | 570 | 712.5 | 855 | 997.5 | 1140 | 1282.5 | 1425 | GPM