## Disclaimer
Disclaimer of data accuracy and methodology provided to evaluate slice product
The contents of this spreadsheet are for informational purposes only . The intent of this spreadsheet is to provide an example of how Chelan PUD forecasts generation and determines average water. Each slice bidder shall use their own analysis when evaluating the slice products. Chelan PUD disclaims any warranty or representation that this information is completely accurate. If you have any questions, please contact Janet Jaspers: janet.jaspers@chelanpud.org or Mike Bradshaw: mike.bradshaw@chelanpud.org

## Read Me
This spreadsheet provides an example of the method used by Chelan PUD to calculate "average water" &"average generation"
Relying on historical generation to approximate future generation may be problematic since fish spill programs, unit efficiencies, etc. have been modified in recent years and the projects would likely produce more energy today than what they produced historically.
Rather than relying on historical generation, a more accurate method to forecast generation is to use a "hydro generation equation".
The workbook walks through an example of the methodology of constructing and implementing the hydro generation equation.
Note: The example generation forecast in this workbook uses month average numbers for simplicity hence the reason for using the month average data points to construct the H/K equation.
Hydro Generation Equation
Energy (MWH) = Turbine Flow (KCFS) * Head (ft.)* Efficiency (%) / K (unitless)
Where :
K = 11.815
Head = head water elevation - tail water elevation
Efficiency = efficienty of converting water into energy
Energy (MWH) = Turbine Flow (KCFS) * H/K
Examples: 640 MWH = 100 KCFS * 6.4
See "Step 1" for derivation of H/K
See "Step 4" for implementation hydro generation equation
The first tab "Step 1" shows an example of how to use recent historical data (2008 - 2010) to produce an equation that transforms water into energy.
The second tab "Step 2" backcasts the calculated generation against recent historical generation data. This ensures the equation is accurately transforming water flow into generation.
The third tab "Step 3" is the data set Chelan PUD considers when calculating average flows. This data set is a hybrid of re-regulated data provided by the Army Corp. of Engineers and actual observed project flow. The re-regulated data is calculated by assuming a repeat of natural flows from 1929-1997 adjusted for current local and regional non-power constraints. Since current constraints are similar to the constraints of 1998-2012, these observed flows are also included in the data set.
The fourth tab "Step 4" shows an example of how to implement the hydro generation equation once "average water" has been determined.

## Step 1 - Calc H-K Equation
|  |  | Explanations >> | Total RR project flow (includes spilled water) | RR turbine discharge, water used to generate power | RR generation measured at the switchyard | Calculated H/K value | Bad Data |  |  | Explanations >> | Total RR project flow (includes spilled water) | RR turbine discharge, water used to generate power | RR generation measured at the switchyard | Calculated H/K value | Month Ave Data |  | Explanations >> | Total RR project flow (includes spilled water) | RR turbine discharge, water used to generate power | RR generation measured at the switchyard | Calculated H/K value
|  |  |  | KCFS | KCFS | MWh | [5 empty] | KCFS | KCFS | MWh |  |  |  |  | KCFS | KCFS | MWh
YEAR | MONTH | DAY | HOUR | DAMTOTALDISCHARGE | PHTURBINEDISCHARGE | PHGENERATIONSWITCHYARD | H/K | YEAR | MONTH | DAY | HOUR | DAMTOTALDISCHARGE | PHTURBINEDISCHARGE | PHGENERATIONSWITCHYARD | H/K |  | YEAR | MONTH | DAMTOTALDISCHARGE | PHTURBINEDISCHARGE | PHGENERATIONSWITCHYARD | H/K
2010 | 1 | 1 | 1 | 31.6 | 31.6 | 219 | 6.9304 | 2010 | 2 | 6 | 23 | 31.6 | 31.6 | 265 | 8.3861 |  | 2010 | 1 | 71.4676 | 71.4673 | 500.7392 | 7.0065
2010 | 1 | 1 | 2 | 38.9 | 38.9 | 283 | 7.2751 | 2010 | 4 | 3 | 8 | 62.5 | 62.2 | 528 | 8.4887 |  | 2010 | 2 | 72.1423 | 72.1167 | 504.1326 | 6.9905
2010 | 1 | 1 | 3 | 33.1 | 33.1 | 243 | 7.3414 | 2010 | 4 | 6 | 18 | 56.4 | 56.1 | 565 | 10.0713 |  | 2010 | 3 | 65.177 | 65.0838 | 458.4684 | 7.0443
2010 | 1 | 1 | 4 | 43.2 | 43.2 | 310 | 7.1759 | 2010 | 4 | 7 | 3 | 23.7 | 23.3 | 206 | 8.8412 |  | 2010 | 4 | 69.8738 | 69.5629 | 482.169 | 6.9314
2010 | 1 | 1 | 5 | 22.2 | 22.2 | 154 | 6.9369 | 2010 | 4 | 10 | 24 | 75.4 | 75.1 | 328 | 4.3675 |  | 2010 | 5 | 110.7984 | 110.4999 | 750.3038 | 6.7901
2010 | 1 | 1 | 6 | 36 | 36 | 262 | 7.2778 | 2010 | 6 | 4 | 2 | 59.5 | 59.2 | 276 | 4.6622 |  | 2010 | 6 | 175.3261 | 135.5312 | 878.765 | 6.4839
2010 | 1 | 1 | 7 | 45.1 | 45.1 | 328 | 7.2727 | 2010 | 9 | 29 | 1 | 42.1 | 42.1 | 223 | 5.2969 |  | 2010 | 7 | 120.7284 | 108.9418 | 734.707 | 6.744
2010 | 1 | 1 | 8 | 59.3 | 59.3 | 442 | 7.4536 | 2010 | 10 | 1 | 3 | 13.1 | 13.1 | 102 | 7.7863 |  | 2010 | 8 | 83.6263 | 78.3407 | 539.3777 | 6.885
2010 | 1 | 1 | 9 | 49.4 | 49.4 | 354 | 7.166 | 2010 | 10 | 21 | 24 | 65.7 | 65.7 | 303 | 4.6119 |  | 2010 | 9 | 54.3429 | 54.3429 | 384.8734 | 7.0823
2010 | 1 | 1 | 10 | 51.5 | 51.5 | 370 | 7.1845 | 2010 | 11 | 4 | 1 | 96.7 | 96.7 | 198 | 2.0476 |  | 2010 | 10 | 68.7147 | 68.7147 | 486.8558 | 7.0852
2010 | 1 | 1 | 11 | 40.1 | 40.1 | 289 | 7.207 | 2010 | 11 | 4 | 24 | 42.9 | 42.9 | 610 | 14.2191 |  | 2010 | 11 | 87.1852 | 87.1812 | 608.8633 | 6.9839
2010 | 1 | 1 | 12 | 50.9 | 50.9 | 375 | 7.3674 | 2010 | 11 | 7 | 13 | 52.6 | 52.6 | 279 | 5.3042 |  | 2010 | 12 | 87.3686 | 87.3686 | 609.0931 | 6.9715
2010 | 1 | 1 | 13 | 68.9 | 68.9 | 506 | 7.344 | 2010 | 12 | 6 | 15 | 48.8 | 48.8 | 685 | 14.0369 |  | 2011 | 1 | 114.9017 | 113.817 | 776.5236 | 6.8226
2010 | 1 | 1 | 14 | 84.6 | 84.6 | 595 | 7.0331 | 2010 | 12 | 26 | 9 | 43.5 | 43.5 | 376 | 8.6437 |  | 2011 | 2 | 136.3463 | 134.7091 | 908.0507 | 6.7408
2010 | 1 | 1 | 15 | 50.9 | 50.9 | 341 | 6.6994 | 2010 | 12 | 29 | 12 | 44.9 | 44.9 | 637 | 14.1871 |  | 2011 | 3 | 124.0054 | 123.8611 | 845.5398 | 6.8265
2010 | 1 | 1 | 16 | 62.1 | 62.1 | 456 | 7.343 | 2011 | 2 | 1 | 3 | 71.6 | 71.6 | 964 | 13.4637 |  | 2011 | 4 | 144.8936 | 142.5839 | 954.3153 | 6.693
2010 | 1 | 1 | 17 | 127.4 | 127.4 | 892 | 7.0016 | 2011 | 3 | 8 | 17 | 196.7 | 196.7 | 660 | 3.3554 |  | 2011 | 5 | 207.1875 | 174.8543 | 1070.5323 | 6.1224
2010 | 1 | 1 | 18 | 138.4 | 138.4 | 936 | 6.763 | 2011 | 3 | 9 | 17 | 72.7 | 72.7 | 969 | 13.3287 |  | 2011 | 6 | 269.7056 | 169.4322 | 994.9514 | 5.8723
2010 | 1 | 1 | 19 | 83.8 | 83.8 | 563 | 6.7184 | 2011 | 7 | 26 | 22 | 306.4 | 275.7 | 888 | 3.2209 |  | 2011 | 7 | 209.0156 | 157.6843 | 992.2517 | 6.2926
2010 | 1 | 1 | 20 | 75.7 | 75.7 | 525 | 6.9353 | 2011 | 9 | 8 | 21 | 106.4 | 106.4 | 566 | 5.3195 |  | 2011 | 8 | 140.8925 | 134.6586 | 903.6505 | 6.7107
2010 | 1 | 1 | 21 | 54.5 | 54.5 | 375 | 6.8807 | 2011 | 9 | 27 | 5 | 47.3 | 47.3 | 377 | 7.9704 |  | 2011 | 9 | 74.6416 | 74.5252 | 523.273 | 7.0214
2010 | 1 | 1 | 22 | 46.3 | 46.3 | 269 | 5.8099 | 2011 | 10 | 7 | 23 | 44.8 | 44.8 | 636 | 14.1964 |  | 2011 | 10 | 76.1923 | 76.1906 | 535.1984 | 7.0245
2010 | 1 | 1 | 23 | 39 | 39 | 291 | 7.4615 | 2011 | 10 | 11 | 11 | 82.4 | 82.4 | 706 | 8.568 |  | 2011 | 11 | 91.1893 | 91.0919 | 631.4042 | 6.9315
2010 | 1 | 1 | 24 | 66.4 | 66.4 | 482 | 7.259 | 2011 | 10 | 21 | 3 | 44 | 44 | 234 | 5.3182 |  | 2011 | 12 | 98.9703 | 98.8471 | 681.9421 | 6.899
2010 | 1 | 2 | 1 | 60.1 | 60.1 | 426 | 7.0882 | 2011 | 12 | 4 | 10 | 55.6 | 55.6 | 772 | 13.8849 |  | 2012 | 1 | 93.9485 | 93.9484 | 652.1546 | 6.9416
2010 | 1 | 2 | 2 | 42.1 | 42.1 | 295 | 7.0071 | 2012 | 2 | 5 | 8 | 190.7 | 190.7 | 688 | 3.6078 |  | 2012 | 2 | 84.8242 | 84.6743 | 593.1237 | 7.0048
2010 | 1 | 2 | 3 | 16.2 | 16.2 | 111 | 6.8519 | 2012 | 6 | 6 | 14 | 145.4 | 83 | 1041 | 12.5422 |  | 2012 | 3 | 118.1466 | 111.9179 | 768.5949 | 6.8675
2010 | 1 | 2 | 4 | 17.9 | 17.9 | 130 | 7.2626 | 2012 | 6 | 25 | 9 | 326.5 | 187.1 | 996 | 5.3234 |  | 2012 | 4 | 169.881 | 148.7524 | 972.1708 | 6.5355
2010 | 1 | 2 | 5 | 30.1 | 30.1 | 218 | 7.2425 | 2012 | 9 | 9 | 11 | 50.5 | 50.5 | 193 | 3.8218 |  | 2012 | 5 | 212.5593 | 172.2844 | 1074.2728 | 6.2355
2010 | 1 | 2 | 6 | 24.7 | 24.7 | 179 | 7.247 | 2012 | 9 | 9 | 14 | 17.1 | 17.1 | 369 | 21.5789 |  | 2012 | 6 | 234.7909 | 165.4915 | 1016.0432 | 6.1395
2010 | 1 | 2 | 7 | 55.5 | 55.5 | 408 | 7.3514 | 2012 | 9 | 14 | 1 | 52.6 | 52.3 | 275 | 5.2581 |  | 2012 | 7 | 254.1762 | 149.0042 | 916.0645 | 6.1479
2010 | 1 | 2 | 8 | 83.2 | 83.2 | 598 | 7.1875 | 2012 | 10 | 14 | 14 | 44.1 | 44.1 | 413 | 9.3651 |  | 2012 | 8 | 158.2715 | 150.1878 | 988.9704 | 6.5849
2010 | 1 | 2 | 9 | 93.4 | 93.4 | 665 | 7.1199 | 2012 | 10 | 17 | 13 | 49.9 | 49.9 | 188 | 3.7675 |  | 2012 | 9 | 80.1464 | 80.0614 | 561.1604 | 7.0091
2010 | 1 | 2 | 10 | 111.3 | 111.3 | 775 | 6.9632 | 2012 | 10 | 17 | 15 | 52.3 | 52.3 | 409 | 7.8203 |  | 2012 | 10 | 65.0429 | 64.8938 | 456.7233 | 7.038
2010 | 1 | 2 | 11 | 92.3 | 92.3 | 636 | 6.8906 | 2012 | 11 | 9 | 3 | 41.8 | 41.8 | 456 | 10.9091 |  | 2012 | 11 | 89.5001 | 89.314 | 621.3547 | 6.957
2010 | 1 | 2 | 12 | 64.9 | 64.9 | 455 | 7.0108 | [9 empty] | 2012 | 12 | 126.5808 | 125.6668 | 854.2723 | 6.7979
2010 | 1 | 2 | 13 | 60.1 | 60.1 | 432 | 7.188
2010 | 1 | 2 | 14 | 67.6 | 67.6 | 486 | 7.1893
2010 | 1 | 2 | 15 | 64.7 | 64.7 | 459 | 7.0943
2010 | 1 | 2 | 16 | 65 | 65 | 465 | 7.1538
2010 | 1 | 2 | 17 | 79.9 | 79.9 | 573 | 7.1715
2010 | 1 | 2 | 18 | 87.1 | 87.1 | 608 | 6.9805
2010 | 1 | 2 | 19 | 80.8 | 80.8 | 575 | 7.1163
2010 | 1 | 2 | 20 | 89.3 | 89.3 | 634 | 7.0997
2010 | 1 | 2 | 21 | 83.8 | 83.8 | 591 | 7.0525
2010 | 1 | 2 | 22 | 70.9 | 70.9 | 492 | 6.9394
2010 | 1 | 2 | 23 | 33.8 | 33.8 | 244 | 7.2189
2010 | 1 | 2 | 24 | 81.4 | 81.4 | 584 | 7.1744
2010 | 1 | 3 | 1 | 38.5 | 38.5 | 260 | 6.7532
2010 | 1 | 3 | 2 | 27.1 | 27.1 | 201 | 7.417
2010 | 1 | 3 | 3 | 60.3 | 60.3 | 445 | 7.3798
2010 | 1 | 3 | 4 | 48.5 | 48.5 | 347 | 7.1546
2010 | 1 | 3 | 5 | 26.3 | 26.3 | 180 | 6.8441
2010 | 1 | 3 | 6 | 19 | 19 | 139 | 7.3158
2010 | 1 | 3 | 7 | 39.3 | 39.3 | 293 | 7.4555
2010 | 1 | 3 | 8 | 52.1 | 52.1 | 382 | 7.3321
2010 | 1 | 3 | 9 | 70.8 | 70.8 | 508 | 7.1751
2010 | 1 | 3 | 10 | 61.2 | 61.2 | 443 | 7.2386
2010 | 1 | 3 | 11 | 72.6 | 72.6 | 520 | 7.1625
2010 | 1 | 3 | 12 | 64.8 | 64.8 | 472 | 7.284
2010 | 1 | 3 | 13 | 84.1 | 84.1 | 599 | 7.1225
2010 | 1 | 3 | 14 | 70 | 70 | 501 | 7.1571
2010 | 1 | 3 | 15 | 75.3 | 75.3 | 544 | 7.2244
2010 | 1 | 3 | 16 | 79.9 | 79.9 | 574 | 7.184
2010 | 1 | 3 | 17 | 99 | 99 | 700 | 7.0707
2010 | 1 | 3 | 18 | 92.6 | 92.6 | 640 | 6.9114
2010 | 1 | 3 | 19 | 90.9 | 90.9 | 639 | 7.0297
2010 | 1 | 3 | 20 | 105.6 | 105.6 | 742 | 7.0265
2010 | 1 | 3 | 21 | 103.4 | 103.4 | 718 | 6.9439
2010 | 1 | 3 | 22 | 80 | 80 | 565 | 7.0625
2010 | 1 | 3 | 23 | 75.6 | 75.6 | 535 | 7.0767
2010 | 1 | 3 | 24 | 61.4 | 61.4 | 435 | 7.0847
2010 | 1 | 4 | 1 | 40.4 | 40.4 | 290 | 7.1782
2010 | 1 | 4 | 2 | 28.6 | 28.6 | 205 | 7.1678
2010 | 1 | 4 | 3 | 25.3 | 25.3 | 183 | 7.2332
2010 | 1 | 4 | 4 | 41 | 41 | 300 | 7.3171
2010 | 1 | 4 | 5 | 59.1 | 59.1 | 432 | 7.3096
2010 | 1 | 4 | 6 | 70 | 70 | 507 | 7.2429
2010 | 1 | 4 | 7 | 84.1 | 84.1 | 595 | 7.0749
2010 | 1 | 4 | 8 | 88.3 | 88.3 | 630 | 7.1348
2010 | 1 | 4 | 9 | 127.1 | 127.1 | 875 | 6.8843
2010 | 1 | 4 | 10 | 149.7 | 149.7 | 1002 | 6.6934
2010 | 1 | 4 | 11 | 138 | 138 | 861 | 6.2391
2010 | 1 | 4 | 12 | 110 | 110 | 767 | 6.9727
2010 | 1 | 4 | 13 | 130.5 | 130.5 | 901 | 6.9042
2010 | 1 | 4 | 14 | 137.6 | 137.6 | 935 | 6.7951
2010 | 1 | 4 | 15 | 126.2 | 126.2 | 863 | 6.8384
2010 | 1 | 4 | 16 | 120.9 | 120.9 | 837 | 6.9231
2010 | 1 | 4 | 17 | 115.7 | 115.7 | 808 | 6.9836
2010 | 1 | 4 | 18 | 132.2 | 132.2 | 903 | 6.8306
2010 | 1 | 4 | 19 | 126.4 | 126.4 | 871 | 6.8908
2010 | 1 | 4 | 20 | 152.8 | 152.8 | 1027 | 6.7212
2010 | 1 | 4 | 21 | 131.8 | 131.8 | 888 | 6.7375
2010 | 1 | 4 | 22 | 95.2 | 95.2 | 652 | 6.8487
2010 | 1 | 4 | 23 | 63.6 | 63.6 | 457 | 7.1855
2010 | 1 | 4 | 24 | 70.7 | 70.7 | 505 | 7.1429
2010 | 1 | 5 | 1 | 47.8 | 47.8 | 341 | 7.1339
2010 | 1 | 5 | 2 | 30.8 | 30.8 | 223 | 7.2403
2010 | 1 | 5 | 3 | 39.2 | 39.2 | 285 | 7.2704
2010 | 1 | 5 | 4 | 38.8 | 38.8 | 285 | 7.3454
2010 | 1 | 5 | 5 | 44.6 | 44.6 | 324 | 7.2646
2010 | 1 | 5 | 6 | 58.4 | 58.4 | 431 | 7.3801
2010 | 1 | 5 | 7 | 85.9 | 85.9 | 608 | 7.078
2010 | 1 | 5 | 8 | 82.4 | 82.4 | 586 | 7.1117
2010 | 1 | 5 | 9 | 99.2 | 99.2 | 701 | 7.0665
2010 | 1 | 5 | 10 | 102.6 | 102.6 | 725 | 7.0663
2010 | 1 | 5 | 11 | 103 | 103 | 718 | 6.9709
2010 | 1 | 5 | 12 | 98.3 | 98.3 | 691 | 7.0295
2010 | 1 | 5 | 13 | 98.5 | 98.5 | 702 | 7.1269
2010 | 1 | 5 | 14 | 103.5 | 103.5 | 721 | 6.9662
2010 | 1 | 5 | 15 | 82.7 | 82.7 | 586 | 7.0859
2010 | 1 | 5 | 16 | 98.2 | 98.2 | 693 | 7.057
2010 | 1 | 5 | 17 | 111.6 | 111.6 | 775 | 6.9444
2010 | 1 | 5 | 18 | 93.6 | 93.6 | 652 | 6.9658
2010 | 1 | 5 | 19 | 104.3 | 104.3 | 729 | 6.9895
2010 | 1 | 5 | 20 | 94 | 94 | 658 | 7
2010 | 1 | 5 | 21 | 102.4 | 102.4 | 720 | 7.0312
2010 | 1 | 5 | 22 | 86.3 | 86.3 | 609 | 7.0568
2010 | 1 | 5 | 23 | 77.3 | 77.3 | 550 | 7.1151
2010 | 1 | 5 | 24 | 40.5 | 40.5 | 292 | 7.2099
2010 | 1 | 6 | 1 | 23.8 | 23.8 | 173 | 7.2689
2010 | 1 | 6 | 2 | 15.5 | 15.5 | 109 | 7.0323
2010 | 1 | 6 | 3 | 35.6 | 35.6 | 257 | 7.2191
2010 | 1 | 6 | 4 | 21 | 21 | 150 | 7.1429
2010 | 1 | 6 | 5 | 35.7 | 35.7 | 257 | 7.1989
2010 | 1 | 6 | 6 | 42.5 | 42.5 | 303 | 7.1294
2010 | 1 | 6 | 7 | 85.8 | 85.8 | 610 | 7.1096
2010 | 1 | 6 | 8 | 100.3 | 100.3 | 697 | 6.9492
2010 | 1 | 6 | 9 | 113.9 | 113.9 | 786 | 6.9008
2010 | 1 | 6 | 10 | 114.3 | 114.3 | 795 | 6.9554
2010 | 1 | 6 | 11 | 101.4 | 101.4 | 707 | 6.9724
2010 | 1 | 6 | 12 | 84 | 84 | 592 | 7.0476
2010 | 1 | 6 | 13 | 72.7 | 72.7 | 518 | 7.1252
2010 | 1 | 6 | 14 | 66.1 | 66.1 | 473 | 7.1558
2010 | 1 | 6 | 15 | 69.2 | 69.2 | 497 | 7.1821
2010 | 1 | 6 | 16 | 67.5 | 67.5 | 482 | 7.1407
2010 | 1 | 6 | 17 | 82.1 | 82.1 | 583 | 7.1011
2010 | 1 | 6 | 18 | 101 | 101 | 708 | 7.0099
2010 | 1 | 6 | 19 | 112 | 112 | 778 | 6.9464
2010 | 1 | 6 | 20 | 143.9 | 143.9 | 971 | 6.7477
2010 | 1 | 6 | 21 | 154.9 | 154.9 | 1034 | 6.6753
2010 | 1 | 6 | 22 | 138.8 | 138.8 | 942 | 6.7867
2010 | 1 | 6 | 23 | 110.4 | 110.4 | 766 | 6.9384
2010 | 1 | 6 | 24 | 93.3 | 93.3 | 651 | 6.9775
2010 | 1 | 7 | 1 | 51.3 | 51.3 | 363 | 7.076
2010 | 1 | 7 | 2 | 21.7 | 21.7 | 155 | 7.1429
2010 | 1 | 7 | 3 | 15.9 | 15.9 | 105 | 6.6038
2010 | 1 | 7 | 4 | 14.6 | 14.6 | 101 | 6.9178
2010 | 1 | 7 | 5 | 18.9 | 18.9 | 132 | 6.9841
2010 | 1 | 7 | 6 | 44.8 | 44.8 | 319 | 7.1205
2010 | 1 | 7 | 7 | 85.1 | 85.1 | 599 | 7.0388
2010 | 1 | 7 | 8 | 101.6 | 101.6 | 706 | 6.9488
2010 | 1 | 7 | 9 | 119.5 | 119.5 | 827 | 6.9205
2010 | 1 | 7 | 10 | 124.5 | 124.5 | 863 | 6.9317
2010 | 1 | 7 | 11 | 133.2 | 133.2 | 906 | 6.8018
2010 | 1 | 7 | 12 | 93.5 | 93.5 | 652 | 6.9733
2010 | 1 | 7 | 13 | 137.1 | 137.1 | 937 | 6.8344
2010 | 1 | 7 | 14 | 138.7 | 138.7 | 948 | 6.8349
2010 | 1 | 7 | 15 | 110.9 | 110.9 | 769 | 6.9342
2010 | 1 | 7 | 16 | 99.4 | 99.4 | 690 | 6.9416
2010 | 1 | 7 | 17 | 92.2 | 92.2 | 639 | 6.9306
2010 | 1 | 7 | 18 | 109.8 | 109.8 | 758 | 6.9035
2010 | 1 | 7 | 19 | 141 | 141 | 956 | 6.7801
2010 | 1 | 7 | 20 | 154 | 154 | 1018 | 6.6104
2010 | 1 | 7 | 21 | 127.9 | 127.9 | 868 | 6.7866
2010 | 1 | 7 | 22 | 90.5 | 90.5 | 627 | 6.9282
2010 | 1 | 7 | 23 | 46.6 | 46.6 | 334 | 7.1674
2010 | 1 | 7 | 24 | 52.5 | 52.5 | 377 | 7.181
2010 | 1 | 8 | 1 | 24.8 | 24.8 | 173 | 6.9758
2010 | 1 | 8 | 2 | 29.6 | 29.6 | 214 | 7.2297
2010 | 1 | 8 | 3 | 52.3 | 52.3 | 376 | 7.1893
2010 | 1 | 8 | 4 | 48.6 | 48.6 | 348 | 7.1605
2010 | 1 | 8 | 5 | 51.6 | 51.6 | 373 | 7.2287
2010 | 1 | 8 | 6 | 55.2 | 55.2 | 397 | 7.192
2010 | 1 | 8 | 7 | 87.4 | 87.4 | 614 | 7.0252
2010 | 1 | 8 | 8 | 79 | 79 | 553 | 7
2010 | 1 | 8 | 9 | 99.9 | 99.9 | 700 | 7.007
2010 | 1 | 8 | 10 | 142.2 | 142.2 | 967 | 6.8003
2010 | 1 | 8 | 11 | 169.5 | 169.5 | 1108 | 6.5369
2010 | 1 | 8 | 12 | 148.4 | 148.4 | 992 | 6.6846
2010 | 1 | 8 | 13 | 151.3 | 151.3 | 1013 | 6.6953
2010 | 1 | 8 | 14 | 133.8 | 133.8 | 907 | 6.7788
2010 | 1 | 8 | 15 | 112.9 | 112.9 | 772 | 6.8379
2010 | 1 | 8 | 16 | 99.2 | 99.2 | 684 | 6.8952
2010 | 1 | 8 | 17 | 83 | 83 | 576 | 6.9398
2010 | 1 | 8 | 18 | 99.4 | 99.4 | 696 | 7.002
2010 | 1 | 8 | 19 | 112.7 | 112.7 | 779 | 6.9122
2010 | 1 | 8 | 20 | 96.3 | 96.3 | 671 | 6.9678
2010 | 1 | 8 | 21 | 90.6 | 90.6 | 634 | 6.9978
2010 | 1 | 8 | 22 | 82.8 | 82.8 | 583 | 7.0411
2010 | 1 | 8 | 23 | 83.7 | 83.7 | 593 | 7.0848
2010 | 1 | 8 | 24 | 80.4 | 80.4 | 573 | 7.1269
2010 | 1 | 9 | 1 | 62.5 | 62.5 | 445 | 7.12
2010 | 1 | 9 | 2 | 46.8 | 46.8 | 336 | 7.1795
2010 | 1 | 9 | 3 | 31.5 | 31.5 | 226 | 7.1746
2010 | 1 | 9 | 4 | 41.2 | 41.2 | 297 | 7.2087
2010 | 1 | 9 | 5 | 47.2 | 47.2 | 342 | 7.2458
2010 | 1 | 9 | 6 | 42.8 | 42.8 | 310 | 7.243
2010 | 1 | 9 | 7 | 73.4 | 73.4 | 525 | 7.1526
2010 | 1 | 9 | 8 | 67.6 | 67.6 | 478 | 7.071
2010 | 1 | 9 | 9 | 79.5 | 79.5 | 561 | 7.0566
2010 | 1 | 9 | 10 | 94.4 | 94.4 | 667 | 7.0657
2010 | 1 | 9 | 11 | 109.9 | 109.9 | 767 | 6.9791
2010 | 1 | 9 | 12 | 82.1 | 82.1 | 579 | 7.0524
2010 | 1 | 9 | 13 | 72.3 | 72.3 | 515 | 7.1231
2010 | 1 | 9 | 14 | 46.3 | 46.3 | 331 | 7.149
2010 | 1 | 9 | 15 | 58.6 | 58.6 | 423 | 7.2184
2010 | 1 | 9 | 16 | 84 | 84 | 600 | 7.1429
2010 | 1 | 9 | 17 | 122.5 | 122.5 | 840 | 6.8571
2010 | 1 | 9 | 18 | 105 | 105 | 721 | 6.8667
2010 | 1 | 9 | 19 | 86.8 | 86.8 | 606 | 6.9816
2010 | 1 | 9 | 20 | 111.8 | 111.8 | 781 | 6.9857
2010 | 1 | 9 | 21 | 125 | 125 | 857 | 6.856
2010 | 1 | 9 | 22 | 69 | 69 | 485 | 7.029
2010 | 1 | 9 | 23 | 44.5 | 44.5 | 318 | 7.1461
2010 | 1 | 9 | 24 | 15.8 | 15.8 | 111 | 7.0253
2010 | 1 | 10 | 1 | 49.7 | 49.7 | 358 | 7.2032
2010 | 1 | 10 | 2 | 38.4 | 38.4 | 276 | 7.1875
2010 | 1 | 10 | 3 | 61.9 | 61.9 | 447 | 7.2213
2010 | 1 | 10 | 4 | 67.4 | 67.4 | 488 | 7.2404
2010 | 1 | 10 | 5 | 47.5 | 47.5 | 345 | 7.2632
2010 | 1 | 10 | 6 | 42.9 | 42.9 | 309 | 7.2028
2010 | 1 | 10 | 7 | 22.4 | 22.4 | 157 | 7.0089
2010 | 1 | 10 | 8 | 67.6 | 67.6 | 480 | 7.1006
2010 | 1 | 10 | 9 | 69 | 69 | 489 | 7.087
2010 | 1 | 10 | 10 | 87.5 | 87.5 | 620 | 7.0857
2010 | 1 | 10 | 11 | 89 | 89 | 621 | 6.9775
2010 | 1 | 10 | 12 | 76.7 | 76.7 | 542 | 7.0665
2010 | 1 | 10 | 13 | 71.2 | 71.2 | 501 | 7.0365
2010 | 1 | 10 | 14 | 36.5 | 36.5 | 262 | 7.1781
2010 | 1 | 10 | 15 | 40.5 | 40.5 | 293 | 7.2346
2010 | 1 | 10 | 16 | 28 | 28 | 198 | 7.0714
2010 | 1 | 10 | 17 | 18.7 | 18.7 | 128 | 6.8449
2010 | 1 | 10 | 18 | 42.8 | 42.8 | 305 | 7.1262
2010 | 1 | 10 | 19 | 69.6 | 69.6 | 494 | 7.0977
2010 | 1 | 10 | 20 | 121.8 | 121.8 | 841 | 6.9048
2010 | 1 | 10 | 21 | 149.3 | 149.3 | 1018 | 6.8185
2010 | 1 | 10 | 22 | 139.9 | 139.9 | 945 | 6.7548
2010 | 1 | 10 | 23 | 70.4 | 70.4 | 495 | 7.0312
2010 | 1 | 10 | 24 | 68.3 | 68.3 | 491 | 7.1889
2010 | 1 | 11 | 1 | 60.9 | 60.9 | 442 | 7.2578
2010 | 1 | 11 | 2 | 70.4 | 70.4 | 508 | 7.2159
2010 | 1 | 11 | 3 | 62.1 | 62.1 | 446 | 7.182
2010 | 1 | 11 | 4 | 36.2 | 36.2 | 261 | 7.2099
2010 | 1 | 11 | 5 | 31.7 | 31.7 | 232 | 7.3186
2010 | 1 | 11 | 6 | 54.3 | 54.3 | 391 | 7.2007
2010 | 1 | 11 | 7 | 112.4 | 112.4 | 771 | 6.8594
2010 | 1 | 11 | 8 | 92.4 | 92.4 | 640 | 6.9264
2010 | 1 | 11 | 9 | 119.7 | 119.7 | 829 | 6.9256
2010 | 1 | 11 | 10 | 84.3 | 84.3 | 594 | 7.0463
2010 | 1 | 11 | 11 | 106.2 | 106.2 | 740 | 6.968
2010 | 1 | 11 | 12 | 100.1 | 100.1 | 698 | 6.973
2010 | 1 | 11 | 13 | 130.9 | 130.9 | 905 | 6.9137
2010 | 1 | 11 | 14 | 134.3 | 134.3 | 920 | 6.8503
2010 | 1 | 11 | 15 | 118.8 | 118.8 | 821 | 6.9108
2010 | 1 | 11 | 16 | 99 | 99 | 686 | 6.9293
2010 | 1 | 11 | 17 | 91.9 | 91.9 | 641 | 6.975
2010 | 1 | 11 | 18 | 96.9 | 96.9 | 672 | 6.935
2010 | 1 | 11 | 19 | 97.8 | 97.8 | 680 | 6.953
2010 | 1 | 11 | 20 | 129.4 | 129.4 | 888 | 6.8624
2010 | 1 | 11 | 21 | 150.8 | 150.8 | 1016 | 6.7374
2010 | 1 | 11 | 22 | 137.6 | 137.6 | 933 | 6.7805
2010 | 1 | 11 | 23 | 88.5 | 88.5 | 614 | 6.9379
2010 | 1 | 11 | 24 | 52.8 | 52.8 | 381 | 7.2159
2010 | 1 | 12 | 1 | 56.9 | 56.9 | 411 | 7.2232
2010 | 1 | 12 | 2 | 15.7 | 15.7 | 112 | 7.1338
2010 | 1 | 12 | 3 | 54.9 | 54.9 | 398 | 7.2495
2010 | 1 | 12 | 4 | 43.8 | 43.8 | 317 | 7.2374
2010 | 1 | 12 | 5 | 45.8 | 45.8 | 330 | 7.2052
2010 | 1 | 12 | 6 | 36.8 | 36.8 | 264 | 7.1739
2010 | 1 | 12 | 7 | 101.7 | 101.7 | 716 | 7.0403
2010 | 1 | 12 | 8 | 88.5 | 88.5 | 622 | 7.0282
2010 | 1 | 12 | 9 | 86.9 | 86.9 | 614 | 7.0656
2010 | 1 | 12 | 10 | 117.9 | 117.9 | 821 | 6.9635
2010 | 1 | 12 | 11 | 113.9 | 113.9 | 792 | 6.9535
2010 | 1 | 12 | 12 | 121.4 | 121.4 | 843 | 6.944
2010 | 1 | 12 | 13 | 115 | 115 | 801 | 6.9652
2010 | 1 | 12 | 14 | 102.7 | 102.7 | 716 | 6.9718
2010 | 1 | 12 | 15 | 92 | 92 | 644 | 7
2010 | 1 | 12 | 16 | 94.6 | 94.6 | 661 | 6.9873
2010 | 1 | 12 | 17 | 67.2 | 67.2 | 474 | 7.0536
2010 | 1 | 12 | 18 | 73.2 | 73.2 | 520 | 7.1038
2010 | 1 | 12 | 19 | 83.2 | 83.2 | 587 | 7.0553
2010 | 1 | 12 | 20 | 125.7 | 125.7 | 872 | 6.9372
2010 | 1 | 12 | 21 | 136.7 | 136.7 | 933 | 6.8252
2010 | 1 | 12 | 22 | 127.9 | 127.9 | 879 | 6.8726
2010 | 1 | 12 | 23 | 101.7 | 101.7 | 709 | 6.9715
2010 | 1 | 12 | 24 | 58.5 | 58.5 | 414 | 7.0769
2010 | 1 | 13 | 1 | 22.7 | 22.7 | 166 | 7.3128
2010 | 1 | 13 | 2 | 11.9 | 11.9 | 81 | 6.8067
2010 | 1 | 13 | 3 | 13.1 | 13.1 | 93 | 7.0992
2010 | 1 | 13 | 4 | 18.1 | 18.1 | 127 | 7.0166
2010 | 1 | 13 | 5 | 31.5 | 31.5 | 228 | 7.2381
2010 | 1 | 13 | 6 | 30.9 | 30.9 | 221 | 7.1521
2010 | 1 | 13 | 7 | 81.1 | 81.1 | 571 | 7.0407
2010 | 1 | 13 | 8 | 76.4 | 76.4 | 541 | 7.0812
2010 | 1 | 13 | 9 | 88.6 | 88.6 | 630 | 7.1106
2010 | 1 | 13 | 10 | 109 | 109 | 762 | 6.9908
2010 | 1 | 13 | 11 | 112.6 | 112.6 | 784 | 6.9627
2010 | 1 | 13 | 12 | 95.5 | 95.5 | 667 | 6.9843
2010 | 1 | 13 | 13 | 66.1 | 66.1 | 467 | 7.0651
2010 | 1 | 13 | 14 | 78.6 | 78.6 | 563 | 7.1628
2010 | 1 | 13 | 15 | 76.6 | 76.6 | 544 | 7.1018
2010 | 1 | 13 | 16 | 75 | 75 | 536 | 7.1467
2010 | 1 | 13 | 17 | 66.5 | 66.5 | 474 | 7.1278
2010 | 1 | 13 | 18 | 64.9 | 64.9 | 464 | 7.1495
2010 | 1 | 13 | 19 | 52.3 | 52.3 | 374 | 7.1511
2010 | 1 | 13 | 20 | 68 | 68 | 492 | 7.2353
2010 | 1 | 13 | 21 | 84.9 | 84.9 | 605 | 7.126
2010 | 1 | 13 | 22 | 66.8 | 66.8 | 477 | 7.1407
2010 | 1 | 13 | 23 | 39.7 | 39.7 | 289 | 7.2796
2010 | 1 | 13 | 24 | 39.2 | 39.2 | 282 | 7.1939
2010 | 1 | 14 | 1 | 13.7 | 13.7 | 96 | 7.0073
2010 | 1 | 14 | 2 | 13.3 | 13.3 | 95 | 7.1429
2010 | 1 | 14 | 3 | 12.9 | 12.9 | 89 | 6.8992
2010 | 1 | 14 | 4 | 14 | 14 | 99 | 7.0714
2010 | 1 | 14 | 5 | 19.8 | 19.8 | 141 | 7.1212
2010 | 1 | 14 | 6 | 34.8 | 34.8 | 251 | 7.2126
2010 | 1 | 14 | 7 | 98.7 | 98.7 | 685 | 6.9402
2010 | 1 | 14 | 8 | 104.2 | 104.2 | 726 | 6.9674
2010 | 1 | 14 | 9 | 160.8 | 160.8 | 1068 | 6.6418
2010 | 1 | 14 | 10 | 127.8 | 127.8 | 868 | 6.7919
2010 | 1 | 14 | 11 | 99.2 | 99.2 | 684 | 6.8952
2010 | 1 | 14 | 12 | 70.8 | 70.8 | 487 | 6.8785
2010 | 1 | 14 | 13 | 73 | 73 | 517 | 7.0822
2010 | 1 | 14 | 14 | 76.7 | 76.7 | 543 | 7.0795
2010 | 1 | 14 | 15 | 77.7 | 77.7 | 554 | 7.13
2010 | 1 | 14 | 16 | 74.9 | 74.9 | 530 | 7.0761
2010 | 1 | 14 | 17 | 76.3 | 76.3 | 535 | 7.0118
2010 | 1 | 14 | 18 | 80.8 | 80.8 | 569 | 7.0421
2010 | 1 | 14 | 19 | 82.9 | 82.9 | 585 | 7.0567
2010 | 1 | 14 | 20 | 97.9 | 97.9 | 686 | 7.0072
2010 | 1 | 14 | 21 | 89.7 | 89.7 | 628 | 7.0011
2010 | 1 | 14 | 22 | 68.2 | 68.2 | 482 | 7.0674
2010 | 1 | 14 | 23 | 33.3 | 33.3 | 240 | 7.2072
2010 | 1 | 14 | 24 | 62.7 | 62.7 | 453 | 7.2249
2010 | 1 | 15 | 1 | 32.1 | 32.1 | 227 | 7.0717
2010 | 1 | 15 | 2 | 17.8 | 17.8 | 128 | 7.191
2010 | 1 | 15 | 3 | 20.5 | 20.5 | 147 | 7.1707
2010 | 1 | 15 | 4 | 24.6 | 24.6 | 177 | 7.1951
2010 | 1 | 15 | 5 | 34.4 | 34.4 | 247 | 7.1802
2010 | 1 | 15 | 6 | 39 | 39 | 278 | 7.1282
2010 | 1 | 15 | 7 | 89.3 | 89.3 | 631 | 7.0661
2010 | 1 | 15 | 8 | 85.3 | 85.3 | 599 | 7.0223
2010 | 1 | 15 | 9 | 96.7 | 96.7 | 684 | 7.0734
2010 | 1 | 15 | 10 | 114.5 | 114.5 | 800 | 6.9869
2010 | 1 | 15 | 11 | 127.2 | 127.2 | 869 | 6.8318
2010 | 1 | 15 | 12 | 68.3 | 68.3 | 477 | 6.9839
2010 | 1 | 15 | 13 | 69.6 | 69.6 | 499 | 7.1695
2010 | 1 | 15 | 14 | 70.1 | 70.1 | 503 | 7.1755
2010 | 1 | 15 | 15 | 74.4 | 74.4 | 532 | 7.1505
2010 | 1 | 15 | 16 | 42 | 42 | 300 | 7.1429
2010 | 1 | 15 | 17 | 54.7 | 54.7 | 393 | 7.1846
2010 | 1 | 15 | 18 | 82.8 | 82.8 | 588 | 7.1014
2010 | 1 | 15 | 19 | 119.8 | 119.8 | 830 | 6.9282
2010 | 1 | 15 | 20 | 119.8 | 119.8 | 826 | 6.8948
2010 | 1 | 15 | 21 | 103.9 | 103.9 | 726 | 6.9875
2010 | 1 | 15 | 22 | 78.6 | 78.6 | 553 | 7.0356
2010 | 1 | 15 | 23 | 61.6 | 61.6 | 439 | 7.1266
2010 | 1 | 15 | 24 | 33.3 | 33.3 | 240 | 7.2072
2010 | 1 | 16 | 1 | 27.4 | 27.4 | 198 | 7.2263
2010 | 1 | 16 | 2 | 21 | 21 | 148 | 7.0476
2010 | 1 | 16 | 3 | 14.5 | 14.5 | 102 | 7.0345
2010 | 1 | 16 | 4 | 16.7 | 16.7 | 120 | 7.1856
2010 | 1 | 16 | 5 | 16.3 | 16.3 | 117 | 7.1779
2010 | 1 | 16 | 6 | 19.2 | 19.2 | 134 | 6.9792
2010 | 1 | 16 | 7 | 51.5 | 51.5 | 370 | 7.1845
2010 | 1 | 16 | 8 | 75 | 75 | 537 | 7.16
2010 | 1 | 16 | 9 | 119.6 | 119.6 | 831 | 6.9482
2010 | 1 | 16 | 10 | 139.2 | 139.2 | 945 | 6.7888
2010 | 1 | 16 | 11 | 142.9 | 142.9 | 962 | 6.732
2010 | 1 | 16 | 12 | 123.1 | 123.1 | 836 | 6.7912
2010 | 1 | 16 | 13 | 99.3 | 99.3 | 689 | 6.9386
2010 | 1 | 16 | 14 | 87.7 | 87.7 | 613 | 6.9897
2010 | 1 | 16 | 15 | 36.6 | 36.6 | 258 | 7.0492
2010 | 1 | 16 | 16 | 13.7 | 13.7 | 93 | 6.7883
2010 | 1 | 16 | 17 | 30.7 | 30.7 | 221 | 7.1987
2010 | 1 | 16 | 18 | 78.6 | 78.6 | 555 | 7.0611
2010 | 1 | 16 | 19 | 69.4 | 69.4 | 489 | 7.0461
2010 | 1 | 16 | 20 | 87.6 | 87.6 | 627 | 7.1575
2010 | 1 | 16 | 21 | 70.8 | 70.8 | 501 | 7.0763
2010 | 1 | 16 | 22 | 57 | 57 | 407 | 7.1404
2010 | 1 | 16 | 23 | 19.6 | 19.6 | 138 | 7.0408
2010 | 1 | 16 | 24 | 32.9 | 32.9 | 239 | 7.2644
2010 | 1 | 17 | 1 | 14.9 | 14.9 | 104 | 6.9799
2010 | 1 | 17 | 2 | 16.8 | 16.8 | 118 | 7.0238
2010 | 1 | 17 | 3 | 23.7 | 23.7 | 170 | 7.173
2010 | 1 | 17 | 4 | 15.3 | 15.3 | 107 | 6.9935
2010 | 1 | 17 | 5 | 26.1 | 26.1 | 189 | 7.2414
2010 | 1 | 17 | 6 | 20 | 20 | 141 | 7.05
2010 | 1 | 17 | 7 | 20.9 | 20.9 | 148 | 7.0813
2010 | 1 | 17 | 8 | 30.6 | 30.6 | 219 | 7.1569
2010 | 1 | 17 | 9 | 37.6 | 37.6 | 270 | 7.1809
2010 | 1 | 17 | 10 | 40.5 | 40.5 | 294 | 7.2593
2010 | 1 | 17 | 11 | 23.6 | 23.6 | 168 | 7.1186
2010 | 1 | 17 | 12 | 13.8 | 13.8 | 95 | 6.8841
2010 | 1 | 17 | 13 | 22.5 | 22.5 | 160 | 7.1111
2010 | 1 | 17 | 14 | 29.1 | 29.1 | 212 | 7.2852
2010 | 1 | 17 | 15 | 42.3 | 42.3 | 306 | 7.234
2010 | 1 | 17 | 16 | 48.3 | 48.3 | 347 | 7.1843
2010 | 1 | 17 | 17 | 40.3 | 40.3 | 291 | 7.2208
2010 | 1 | 17 | 18 | 70.2 | 70.2 | 507 | 7.2222
2010 | 1 | 17 | 19 | 89 | 89 | 633 | 7.1124
2010 | 1 | 17 | 20 | 65.8 | 65.8 | 476 | 7.234
2010 | 1 | 17 | 21 | 55.8 | 55.8 | 401 | 7.1864
2010 | 1 | 17 | 22 | 20.5 | 20.5 | 144 | 7.0244
2010 | 1 | 17 | 23 | 47 | 47 | 341 | 7.2553
2010 | 1 | 17 | 24 | 35.3 | 35.3 | 258 | 7.3088
2010 | 1 | 18 | 1 | 33.2 | 33.2 | 240 | 7.2289
2010 | 1 | 18 | 2 | 22.6 | 22.6 | 162 | 7.1681
2010 | 1 | 18 | 3 | 36.4 | 36.4 | 266 | 7.3077
2010 | 1 | 18 | 4 | 19.7 | 19.7 | 139 | 7.0558
2010 | 1 | 18 | 5 | 21.4 | 21.4 | 153 | 7.1495
2010 | 1 | 18 | 6 | 22.3 | 22.3 | 160 | 7.1749
2010 | 1 | 18 | 7 | 67.6 | 67.6 | 485 | 7.1746
2010 | 1 | 18 | 8 | 81.7 | 81.7 | 582 | 7.1236
2010 | 1 | 18 | 9 | 104.2 | 104.2 | 730 | 7.0058
2010 | 1 | 18 | 10 | 96.7 | 96.7 | 680 | 7.0321
2010 | 1 | 18 | 11 | 109.9 | 109.9 | 767 | 6.9791
2010 | 1 | 18 | 12 | 111.8 | 111.8 | 778 | 6.9589
2010 | 1 | 18 | 13 | 101.4 | 101.4 | 710 | 7.002
2010 | 1 | 18 | 14 | 77.7 | 77.7 | 552 | 7.1042
2010 | 1 | 18 | 15 | 57 | 57 | 405 | 7.1053
2010 | 1 | 18 | 16 | 29.9 | 29.9 | 212 | 7.0903
2010 | 1 | 18 | 17 | 52.3 | 52.3 | 374 | 7.1511
2010 | 1 | 18 | 18 | 116.1 | 116.1 | 794 | 6.8389
2010 | 1 | 18 | 19 | 99.2 | 99.2 | 688 | 6.9355
2010 | 1 | 18 | 20 | 112 | 112 | 783 | 6.9911
2010 | 1 | 18 | 21 | 74 | 74 | 516 | 6.973
2010 | 1 | 18 | 22 | 32.8 | 32.8 | 229 | 6.9817
2010 | 1 | 18 | 23 | 14.6 | 14.6 | 102 | 6.9863
2010 | 1 | 18 | 24 | 21.8 | 21.8 | 152 | 6.9725
2010 | 1 | 19 | 1 | 13 | 13 | 92 | 7.0769
2010 | 1 | 19 | 2 | 12.2 | 12.2 | 83 | 6.8033
2010 | 1 | 19 | 3 | 12.8 | 12.8 | 89 | 6.9531
2010 | 1 | 19 | 4 | 17.8 | 17.8 | 126 | 7.0787
2010 | 1 | 19 | 5 | 19.3 | 19.3 | 135 | 6.9948
2010 | 1 | 19 | 6 | 39.2 | 39.2 | 280 | 7.1429
2010 | 1 | 19 | 7 | 84.9 | 84.9 | 602 | 7.0907
2010 | 1 | 19 | 8 | 107.8 | 107.8 | 750 | 6.9573
2010 | 1 | 19 | 9 | 92.9 | 92.9 | 653 | 7.0291
2010 | 1 | 19 | 10 | 89.5 | 89.5 | 634 | 7.0838
2010 | 1 | 19 | 11 | 79.9 | 79.9 | 563 | 7.0463
2010 | 1 | 19 | 12 | 64.1 | 64.1 | 453 | 7.0671
2010 | 1 | 19 | 13 | 32.2 | 32.2 | 231 | 7.1739
2010 | 1 | 19 | 14 | 61.4 | 61.4 | 441 | 7.1824
2010 | 1 | 19 | 15 | 73.2 | 73.2 | 520 | 7.1038
2010 | 1 | 19 | 16 | 72 | 72 | 512 | 7.1111
2010 | 1 | 19 | 17 | 69.3 | 69.3 | 494 | 7.1284
2010 | 1 | 19 | 18 | 91.9 | 91.9 | 641 | 6.975
2010 | 1 | 19 | 19 | 89.8 | 89.8 | 628 | 6.9933
2010 | 1 | 19 | 20 | 124.1 | 124.1 | 856 | 6.8977
2010 | 1 | 19 | 21 | 124.2 | 124.2 | 849 | 6.8357
2010 | 1 | 19 | 22 | 99.4 | 99.4 | 692 | 6.9618
2010 | 1 | 19 | 23 | 50.8 | 50.8 | 361 | 7.1063
2010 | 1 | 19 | 24 | 25.7 | 25.7 | 184 | 7.1595
2010 | 1 | 20 | 1 | 19.6 | 19.6 | 140 | 7.1429
2010 | 1 | 20 | 2 | 13.3 | 13.3 | 94 | 7.0677
2010 | 1 | 20 | 3 | 24 | 24 | 172 | 7.1667
2010 | 1 | 20 | 4 | 19.3 | 19.3 | 138 | 7.1503
2010 | 1 | 20 | 5 | 33.9 | 33.9 | 243 | 7.1681
2010 | 1 | 20 | 6 | 59.8 | 59.8 | 430 | 7.1906
2010 | 1 | 20 | 7 | 104.2 | 104.2 | 720 | 6.9098
2010 | 1 | 20 | 8 | 129.5 | 129.5 | 878 | 6.7799
2010 | 1 | 20 | 9 | 114.9 | 114.9 | 793 | 6.9017
2010 | 1 | 20 | 10 | 150.9 | 150.9 | 1014 | 6.7197
2010 | 1 | 20 | 11 | 84.8 | 84.8 | 583 | 6.875
2010 | 1 | 20 | 12 | 69.6 | 69.6 | 488 | 7.0115
2010 | 1 | 20 | 13 | 53.8 | 53.8 | 383 | 7.119
2010 | 1 | 20 | 14 | 86.3 | 86.3 | 611 | 7.08
2010 | 1 | 20 | 15 | 86.3 | 86.3 | 608 | 7.0452
2010 | 1 | 20 | 16 | 79.2 | 79.2 | 560 | 7.0707
2010 | 1 | 20 | 17 | 66.7 | 66.7 | 469 | 7.0315
2010 | 1 | 20 | 18 | 60.3 | 60.3 | 428 | 7.0978
2010 | 1 | 20 | 19 | 129.4 | 129.4 | 887 | 6.8547
2010 | 1 | 20 | 20 | 106.5 | 106.5 | 733 | 6.8826
2010 | 1 | 20 | 21 | 108.3 | 108.3 | 753 | 6.9529
2010 | 1 | 20 | 22 | 65.3 | 65.3 | 455 | 6.9678
2010 | 1 | 20 | 23 | 43.5 | 43.5 | 314 | 7.2184
2010 | 1 | 20 | 24 | 40.1 | 40.1 | 293 | 7.3067
2010 | 1 | 21 | 1 | 46.1 | 46.1 | 334 | 7.2451
2010 | 1 | 21 | 2 | 14.6 | 14.6 | 101 | 6.9178
2010 | 1 | 21 | 3 | 15.2 | 15.2 | 107 | 7.0395
2010 | 1 | 21 | 4 | 20.3 | 20.3 | 148 | 7.2906
2010 | 1 | 21 | 5 | 33.2 | 33.2 | 237 | 7.1386
2010 | 1 | 21 | 6 | 34.1 | 34.1 | 247 | 7.2434
2010 | 1 | 21 | 7 | 90.9 | 90.9 | 642 | 7.0627
2010 | 1 | 21 | 8 | 85.8 | 85.8 | 604 | 7.0396
2010 | 1 | 21 | 9 | 96.6 | 96.6 | 684 | 7.0807
2010 | 1 | 21 | 10 | 124.4 | 124.4 | 863 | 6.9373
2010 | 1 | 21 | 11 | 117.3 | 117.3 | 804 | 6.8542
2010 | 1 | 21 | 12 | 87.2 | 87.2 | 608 | 6.9725
2010 | 1 | 21 | 13 | 94 | 94 | 665 | 7.0745
2010 | 1 | 21 | 14 | 107.4 | 107.4 | 754 | 7.0205
2010 | 1 | 21 | 15 | 95 | 95 | 662 | 6.9684
2010 | 1 | 21 | 16 | 81.1 | 81.1 | 473 | 5.8323
2010 | 1 | 21 | 17 | 49.5 | 49.5 | 352 | 7.1111
2010 | 1 | 21 | 18 | 84.6 | 84.6 | 603 | 7.1277
2010 | 1 | 21 | 19 | 91.7 | 91.7 | 645 | 7.0338
2010 | 1 | 21 | 20 | 90.8 | 90.8 | 640 | 7.0485
2010 | 1 | 21 | 21 | 67.1 | 67.1 | 479 | 7.1386
2010 | 1 | 21 | 22 | 86.5 | 86.5 | 617 | 7.1329
2010 | 1 | 21 | 23 | 58.6 | 58.6 | 424 | 7.2355
2010 | 1 | 21 | 24 | 32.8 | 32.8 | 240 | 7.3171
2010 | 1 | 22 | 1 | 31.8 | 31.8 | 227 | 7.1384
2010 | 1 | 22 | 2 | 12.5 | 12.5 | 87 | 6.96
2010 | 1 | 22 | 3 | 13.3 | 13.3 | 94 | 7.0677
2010 | 1 | 22 | 4 | 13.8 | 13.8 | 97 | 7.029
2010 | 1 | 22 | 5 | 23.8 | 23.8 | 171 | 7.1849
2010 | 1 | 22 | 6 | 32.3 | 32.3 | 233 | 7.2136
2010 | 1 | 22 | 7 | 73.3 | 73.3 | 525 | 7.1623
2010 | 1 | 22 | 8 | 76.5 | 76.5 | 543 | 7.098
2010 | 1 | 22 | 9 | 107.8 | 107.8 | 758 | 7.0315
2010 | 1 | 22 | 10 | 146.2 | 146.2 | 1002 | 6.8536
2010 | 1 | 22 | 11 | 170.5 | 170.5 | 1117 | 6.5513
2010 | 1 | 22 | 12 | 113.8 | 113.8 | 782 | 6.8717
2010 | 1 | 22 | 13 | 116.7 | 116.6 | 811 | 6.9554
2010 | 1 | 22 | 14 | 128 | 127.9 | 884 | 6.9116
2010 | 1 | 22 | 15 | 99.9 | 99.9 | 695 | 6.957
2010 | 1 | 22 | 16 | 97.9 | 97.9 | 688 | 7.0276
2010 | 1 | 22 | 17 | 83.3 | 83.3 | 587 | 7.0468
2010 | 1 | 22 | 18 | 89.4 | 89.4 | 629 | 7.0358
2010 | 1 | 22 | 19 | 56 | 56 | 399 | 7.125
2010 | 1 | 22 | 20 | 92.3 | 92.3 | 656 | 7.1073
2010 | 1 | 22 | 21 | 104.2 | 104.2 | 731 | 7.0154
2010 | 1 | 22 | 22 | 84.4 | 84.4 | 597 | 7.0735
2010 | 1 | 22 | 23 | 50.2 | 50.2 | 357 | 7.1116
2010 | 1 | 22 | 24 | 23.2 | 23.2 | 164 | 7.069
2010 | 1 | 23 | 1 | 11.8 | 11.8 | 80 | 6.7797
2010 | 1 | 23 | 2 | 12.2 | 12.2 | 85 | 6.9672
2010 | 1 | 23 | 3 | 16.3 | 16.3 | 115 | 7.0552
2010 | 1 | 23 | 4 | 20 | 20 | 143 | 7.15
2010 | 1 | 23 | 5 | 33.8 | 33.8 | 243 | 7.1893
2010 | 1 | 23 | 6 | 54.4 | 54.4 | 395 | 7.261
2010 | 1 | 23 | 7 | 66 | 66 | 476 | 7.2121
2010 | 1 | 23 | 8 | 31.8 | 31.8 | 223 | 7.0126
2010 | 1 | 23 | 9 | 31.8 | 31.8 | 232 | 7.2956
2010 | 1 | 23 | 10 | 41 | 41 | 297 | 7.2439
2010 | 1 | 23 | 11 | 30.4 | 30.4 | 218 | 7.1711
2010 | 1 | 23 | 12 | 38.8 | 38.8 | 284 | 7.3196
2010 | 1 | 23 | 13 | 34.8 | 34.8 | 250 | 7.1839
2010 | 1 | 23 | 14 | 35.3 | 35.3 | 251 | 7.1105
2010 | 1 | 23 | 15 | 47.6 | 47.6 | 340 | 7.1429
2010 | 1 | 23 | 16 | 20.7 | 20.7 | 146 | 7.0531
2010 | 1 | 23 | 17 | 84.4 | 84.4 | 602 | 7.1327
2010 | 1 | 23 | 18 | 94.6 | 94.6 | 656 | 6.9345
2010 | 1 | 23 | 19 | 30.6 | 30.6 | 210 | 6.8627
2010 | 1 | 23 | 20 | 52.2 | 52.2 | 383 | 7.3372
2010 | 1 | 23 | 21 | 90.2 | 90.2 | 643 | 7.1286
2010 | 1 | 23 | 22 | 91.5 | 91.5 | 642 | 7.0164
2010 | 1 | 23 | 23 | 71.3 | 71.3 | 508 | 7.1248
2010 | 1 | 23 | 24 | 51.1 | 51.1 | 370 | 7.2407
2010 | 1 | 24 | 1 | 24 | 24 | 171 | 7.125
2010 | 1 | 24 | 2 | 13.4 | 13.4 | 92 | 6.8657
2010 | 1 | 24 | 3 | 14.4 | 14.4 | 102 | 7.0833
2010 | 1 | 24 | 4 | 20.8 | 20.8 | 145 | 6.9712
2010 | 1 | 24 | 5 | 15.2 | 15.2 | 108 | 7.1053
2010 | 1 | 24 | 6 | 23.9 | 23.9 | 169 | 7.0711
2010 | 1 | 24 | 7 | 23.8 | 23.8 | 171 | 7.1849
2010 | 1 | 24 | 8 | 49.9 | 49.9 | 362 | 7.2545
2010 | 1 | 24 | 9 | 52.2 | 52.2 | 374 | 7.1648
2010 | 1 | 24 | 10 | 50.6 | 50.6 | 361 | 7.1344
2010 | 1 | 24 | 11 | 69.7 | 69.7 | 503 | 7.2166
2010 | 1 | 24 | 12 | 77.1 | 77.1 | 550 | 7.1336
2010 | 1 | 24 | 13 | 65.2 | 65.2 | 466 | 7.1472
2010 | 1 | 24 | 14 | 61.1 | 61.1 | 437 | 7.1522
2010 | 1 | 24 | 15 | 37.7 | 37.7 | 270 | 7.1618
2010 | 1 | 24 | 16 | 54.8 | 54.8 | 401 | 7.3175
2010 | 1 | 24 | 17 | 70.9 | 70.9 | 509 | 7.1791
2010 | 1 | 24 | 18 | 92.6 | 92.6 | 656 | 7.0842
2010 | 1 | 24 | 19 | 50.5 | 50.5 | 365 | 7.2277
2010 | 1 | 24 | 20 | 83.8 | 83.8 | 602 | 7.1838
2010 | 1 | 24 | 21 | 94.1 | 94.1 | 663 | 7.0457
2010 | 1 | 24 | 22 | 88.2 | 88.2 | 632 | 7.1655
2010 | 1 | 24 | 23 | 115.4 | 115.4 | 811 | 7.0277
2010 | 1 | 24 | 24 | 98.9 | 98.9 | 699 | 7.0677
2010 | 1 | 25 | 1 | 64.6 | 64.6 | 458 | 7.0898
2010 | 1 | 25 | 2 | 39.9 | 39.9 | 288 | 7.218
2010 | 1 | 25 | 3 | 21.1 | 21.1 | 151 | 7.1564
2010 | 1 | 25 | 4 | 20.9 | 20.9 | 150 | 7.177
2010 | 1 | 25 | 5 | 43.6 | 43.6 | 317 | 7.2706
2010 | 1 | 25 | 6 | 35.6 | 35.6 | 255 | 7.1629
2010 | 1 | 25 | 7 | 98 | 98 | 696 | 7.102
2010 | 1 | 25 | 8 | 94.6 | 94.6 | 651 | 6.8816
2010 | 1 | 25 | 9 | 90.3 | 90.3 | 639 | 7.0764
2010 | 1 | 25 | 10 | 124.2 | 124.2 | 860 | 6.9243
2010 | 1 | 25 | 11 | 128.9 | 128.9 | 888 | 6.8891
2010 | 1 | 25 | 12 | 108.4 | 108.4 | 748 | 6.9004
2010 | 1 | 25 | 13 | 88.2 | 88.2 | 622 | 7.0522
2010 | 1 | 25 | 14 | 98.8 | 98.8 | 697 | 7.0547
2010 | 1 | 25 | 15 | 87.2 | 87.2 | 614 | 7.0413
2010 | 1 | 25 | 16 | 85.8 | 85.8 | 605 | 7.0513
2010 | 1 | 25 | 17 | 93.5 | 93.5 | 659 | 7.0481
2010 | 1 | 25 | 18 | 124.4 | 124.4 | 856 | 6.881
2010 | 1 | 25 | 19 | 119.8 | 119.8 | 822 | 6.8614
2010 | 1 | 25 | 20 | 135.5 | 135.5 | 931 | 6.8708
2010 | 1 | 25 | 21 | 147.8 | 147.8 | 996 | 6.7388
2010 | 1 | 25 | 22 | 100.4 | 100.4 | 683 | 6.8028
2010 | 1 | 25 | 23 | 37 | 37 | 260 | 7.027
2010 | 1 | 25 | 24 | 28.9 | 28.9 | 210 | 7.2664
2010 | 1 | 26 | 1 | 24.7 | 24.7 | 179 | 7.247
2010 | 1 | 26 | 2 | 23.8 | 23.8 | 171 | 7.1849
2010 | 1 | 26 | 3 | 26 | 26 | 190 | 7.3077
2010 | 1 | 26 | 4 | 54.5 | 54.5 | 397 | 7.2844
2010 | 1 | 26 | 5 | 67 | 67 | 487 | 7.2687
2010 | 1 | 26 | 6 | 59.6 | 59.6 | 426 | 7.1477
2010 | 1 | 26 | 7 | 79.6 | 79.6 | 567 | 7.1231
2010 | 1 | 26 | 8 | 104.3 | 104.3 | 736 | 7.0566
2010 | 1 | 26 | 9 | 136.6 | 136.6 | 937 | 6.8594
2010 | 1 | 26 | 10 | 117.2 | 117.2 | 807 | 6.8857
2010 | 1 | 26 | 11 | 121.2 | 121.2 | 839 | 6.9224
2010 | 1 | 26 | 12 | 130.3 | 130.3 | 895 | 6.8688
2010 | 1 | 26 | 13 | 148.2 | 148.2 | 1009 | 6.8084
2010 | 1 | 26 | 14 | 146.3 | 146.3 | 981 | 6.7054
2010 | 1 | 26 | 15 | 97.3 | 97.3 | 660 | 6.7831
2010 | 1 | 26 | 16 | 71.6 | 71.6 | 508 | 7.095
2010 | 1 | 26 | 17 | 95.5 | 95.5 | 672 | 7.0366
2010 | 1 | 26 | 18 | 99.4 | 99.4 | 719 | 7.2334
2010 | 1 | 26 | 19 | 115 | 115 | 796 | 6.9217
2010 | 1 | 26 | 20 | 119.7 | 119.7 | 828 | 6.9173
2010 | 1 | 26 | 21 | 124.9 | 124.9 | 859 | 6.8775
2010 | 1 | 26 | 22 | 124.4 | 124.4 | 857 | 6.8891
2010 | 1 | 26 | 23 | 109.7 | 109.7 | 765 | 6.9736
2010 | 1 | 26 | 24 | 77.3 | 77.3 | 546 | 7.0634
2010 | 1 | 27 | 1 | 38.9 | 38.9 | 275 | 7.0694
2010 | 1 | 27 | 2 | 12.2 | 12.2 | 84 | 6.8852
2010 | 1 | 27 | 3 | 13.5 | 13.5 | 93 | 6.8889
2010 | 1 | 27 | 4 | 39.1 | 39.1 | 285 | 7.289
2010 | 1 | 27 | 5 | 62.8 | 62.8 | 454 | 7.2293
2010 | 1 | 27 | 6 | 84.9 | 84.9 | 604 | 7.1143
2010 | 1 | 27 | 7 | 123.4 | 123.4 | 852 | 6.9044
2010 | 1 | 27 | 8 | 122.3 | 122.3 | 843 | 6.8929
2010 | 1 | 27 | 9 | 143.7 | 143.7 | 978 | 6.8058
2010 | 1 | 27 | 10 | 122.2 | 122.2 | 838 | 6.8576
2010 | 1 | 27 | 11 | 106.1 | 106.1 | 730 | 6.8803
2010 | 1 | 27 | 12 | 86 | 86 | 606 | 7.0465
2010 | 1 | 27 | 13 | 117.7 | 117.7 | 821 | 6.9754
2010 | 1 | 27 | 14 | 112.7 | 112.7 | 750 | 6.6548
2010 | 1 | 27 | 15 | 85.6 | 85.6 | 601 | 7.021
2010 | 1 | 27 | 16 | 78.5 | 78.5 | 555 | 7.0701
2010 | 1 | 27 | 17 | 65.2 | 65.2 | 466 | 7.1472
2010 | 1 | 27 | 18 | 77.6 | 77.6 | 548 | 7.0619
2010 | 1 | 27 | 19 | 65.1 | 65.1 | 458 | 7.0353
2010 | 1 | 27 | 20 | 102.3 | 102.3 | 722 | 7.0577
2010 | 1 | 27 | 21 | 139.2 | 139.2 | 955 | 6.8606
2010 | 1 | 27 | 22 | 126.9 | 126.9 | 868 | 6.84
2010 | 1 | 27 | 23 | 82.5 | 82.5 | 577 | 6.9939
2010 | 1 | 27 | 24 | 42.1 | 42.1 | 303 | 7.1971
2010 | 1 | 28 | 1 | 21.6 | 21.6 | 151 | 6.9907
2010 | 1 | 28 | 2 | 14.8 | 14.8 | 103 | 6.9595
2010 | 1 | 28 | 3 | 14.6 | 14.6 | 105 | 7.1918
2010 | 1 | 28 | 4 | 22.8 | 22.8 | 165 | 7.2368
2010 | 1 | 28 | 5 | 19.6 | 19.6 | 137 | 6.9898
2010 | 1 | 28 | 6 | 39.1 | 39.1 | 285 | 7.289
2010 | 1 | 28 | 7 | 93.2 | 93.2 | 659 | 7.0708
2010 | 1 | 28 | 8 | 112.6 | 112.6 | 785 | 6.9716
2010 | 1 | 28 | 9 | 116.5 | 116.5 | 809 | 6.9442
2010 | 1 | 28 | 10 | 102.8 | 102.8 | 716 | 6.965
2010 | 1 | 28 | 11 | 83.9 | 83.9 | 588 | 7.0083
2010 | 1 | 28 | 12 | 111.2 | 111.2 | 782 | 7.0324
2010 | 1 | 28 | 13 | 122.6 | 122.6 | 847 | 6.9086
2010 | 1 | 28 | 14 | 115.1 | 115.1 | 795 | 6.907
2010 | 1 | 28 | 15 | 94.6 | 94.6 | 667 | 7.0507
2010 | 1 | 28 | 16 | 94 | 94 | 658 | 7
2010 | 1 | 28 | 17 | 96.5 | 96.5 | 674 | 6.9845
2010 | 1 | 28 | 18 | 101 | 101 | 704 | 6.9703
2010 | 1 | 28 | 19 | 110.6 | 110.6 | 763 | 6.8987
2010 | 1 | 28 | 20 | 99.8 | 99.8 | 701 | 7.024
2010 | 1 | 28 | 21 | 102.3 | 102.3 | 714 | 6.9795
2010 | 1 | 28 | 22 | 80.6 | 80.6 | 561 | 6.9603
2010 | 1 | 28 | 23 | 27.3 | 27.3 | 193 | 7.0696
2010 | 1 | 28 | 24 | 33 | 33 | 239 | 7.2424
2010 | 1 | 29 | 1 | 34 | 34 | 246 | 7.2353
2010 | 1 | 29 | 2 | 19.4 | 19.4 | 137 | 7.0619
2010 | 1 | 29 | 3 | 20.3 | 20.3 | 145 | 7.1429
2010 | 1 | 29 | 4 | 31 | 31 | 222 | 7.1613
2010 | 1 | 29 | 5 | 32.2 | 32.2 | 230 | 7.1429
2010 | 1 | 29 | 6 | 85.2 | 85.2 | 609 | 7.1479
2010 | 1 | 29 | 7 | 112.4 | 112.4 | 782 | 6.9573
2010 | 1 | 29 | 8 | 132.3 | 132.3 | 899 | 6.7952
2010 | 1 | 29 | 9 | 110.7 | 110.7 | 760 | 6.8654
2010 | 1 | 29 | 10 | 123.1 | 123.1 | 856 | 6.9537
2010 | 1 | 29 | 11 | 109.5 | 109.5 | 751 | 6.8584
2010 | 1 | 29 | 12 | 59.9 | 59.9 | 417 | 6.9616
2010 | 1 | 29 | 13 | 66.2 | 66.2 | 477 | 7.2054
2010 | 1 | 29 | 14 | 104.1 | 104.1 | 740 | 7.1085
2010 | 1 | 29 | 15 | 128.8 | 128.8 | 888 | 6.8944
2010 | 1 | 29 | 16 | 82.6 | 82.6 | 570 | 6.9007
2010 | 1 | 29 | 17 | 48.9 | 48.9 | 347 | 7.0961
2010 | 1 | 29 | 18 | 64.6 | 64.6 | 460 | 7.1207
2010 | 1 | 29 | 19 | 88.9 | 88.9 | 630 | 7.0866
2010 | 1 | 29 | 20 | 138.4 | 138.4 | 950 | 6.8642
2010 | 1 | 29 | 21 | 109.1 | 109.1 | 750 | 6.8744
2010 | 1 | 29 | 22 | 70.9 | 70.9 | 489 | 6.897
2010 | 1 | 29 | 23 | 35.4 | 35.4 | 253 | 7.1469
2010 | 1 | 29 | 24 | 33 | 33 | 238 | 7.2121
2010 | 1 | 30 | 1 | 29.4 | 29.4 | 210 | 7.1429
2010 | 1 | 30 | 2 | 23.9 | 23.9 | 171 | 7.1548
2010 | 1 | 30 | 3 | 44.4 | 44.4 | 322 | 7.2523
2010 | 1 | 30 | 4 | 33.7 | 33.7 | 242 | 7.181
2010 | 1 | 30 | 5 | 39.7 | 39.7 | 286 | 7.204
2010 | 1 | 30 | 6 | 45.7 | 45.7 | 330 | 7.221
2010 | 1 | 30 | 7 | 75.5 | 75.5 | 533 | 7.0596
2010 | 1 | 30 | 8 | 75.5 | 75.5 | 536 | 7.0993
2010 | 1 | 30 | 9 | 84.6 | 84.6 | 598 | 7.0686
2010 | 1 | 30 | 10 | 86.7 | 86.7 | 613 | 7.0704
2010 | 1 | 30 | 11 | 83.3 | 83.3 | 593 | 7.1188
2010 | 1 | 30 | 12 | 77.8 | 77.8 | 554 | 7.1208
2010 | 1 | 30 | 13 | 69.2 | 69.2 | 491 | 7.0954
2010 | 1 | 30 | 14 | 51.3 | 51.3 | 360 | 7.0175
2010 | 1 | 30 | 15 | 36.5 | 36.5 | 258 | 7.0685
2010 | 1 | 30 | 16 | 34.6 | 34.6 | 247 | 7.1387
2010 | 1 | 30 | 17 | 47.3 | 47.3 | 343 | 7.2516
2010 | 1 | 30 | 18 | 75.8 | 75.8 | 536 | 7.0712
2010 | 1 | 30 | 19 | 82.5 | 82.5 | 583 | 7.0667
2010 | 1 | 30 | 20 | 111.7 | 111.7 | 784 | 7.0188
2010 | 1 | 30 | 21 | 117 | 117 | 806 | 6.8889
2010 | 1 | 30 | 22 | 95.9 | 95.9 | 669 | 6.976
2010 | 1 | 30 | 23 | 67 | 67 | 463 | 6.9104
2010 | 1 | 30 | 24 | 33.2 | 33.2 | 236 | 7.1084
2010 | 1 | 31 | 1 | 35.5 | 35.5 | 257 | 7.2394
2010 | 1 | 31 | 2 | 27 | 27 | 193 | 7.1481
2010 | 1 | 31 | 3 | 29.7 | 29.7 | 213 | 7.1717
2010 | 1 | 31 | 4 | 21.4 | 21.4 | 154 | 7.1963
2010 | 1 | 31 | 5 | 25.2 | 25.2 | 180 | 7.1429
2010 | 1 | 31 | 6 | 28.9 | 28.9 | 207 | 7.1626
2010 | 1 | 31 | 7 | 40.5 | 40.5 | 292 | 7.2099
2010 | 1 | 31 | 8 | 21.9 | 21.9 | 154 | 7.032
2010 | 1 | 31 | 9 | 39.7 | 39.7 | 284 | 7.1537
2010 | 1 | 31 | 10 | 30.6 | 30.6 | 217 | 7.0915
2010 | 1 | 31 | 11 | 23.3 | 23.3 | 162 | 6.9528
2010 | 1 | 31 | 12 | 13.9 | 13.9 | 99 | 7.1223
2010 | 1 | 31 | 13 | 21.8 | 21.8 | 157 | 7.2018
2010 | 1 | 31 | 14 | 14.6 | 14.6 | 100 | 6.8493
2010 | 1 | 31 | 15 | 20.7 | 20.7 | 149 | 7.1981
2010 | 1 | 31 | 16 | 37.8 | 37.8 | 274 | 7.2487
2010 | 1 | 31 | 17 | 53.9 | 53.9 | 387 | 7.18
2010 | 1 | 31 | 18 | 76.3 | 76.3 | 538 | 7.0511
2010 | 1 | 31 | 19 | 84.5 | 84.5 | 595 | 7.0414
2010 | 1 | 31 | 20 | 96.9 | 96.9 | 682 | 7.0382
2010 | 1 | 31 | 21 | 79.9 | 79.9 | 562 | 7.0338
2010 | 1 | 31 | 22 | 54.1 | 54.1 | 382 | 7.061
2010 | 1 | 31 | 23 | 51.5 | 51.5 | 364 | 7.068
2010 | 1 | 31 | 24 | 24.8 | 24.8 | 173 | 6.9758
2010 | 2 | 1 | 1 | 37 | 37 | 274 | 7.4054
2010 | 2 | 1 | 2 | 41 | 41 | 293 | 7.1463
2010 | 2 | 1 | 3 | 27.1 | 27.1 | 195 | 7.1956
2010 | 2 | 1 | 4 | 31.7 | 31.7 | 227 | 7.1609
2010 | 2 | 1 | 5 | 41.3 | 41.3 | 302 | 7.3123
2010 | 2 | 1 | 6 | 77.7 | 77.7 | 552 | 7.1042
2010 | 2 | 1 | 7 | 115.4 | 115.4 | 788 | 6.8284
2010 | 2 | 1 | 8 | 111.9 | 111.9 | 767 | 6.8543
2010 | 2 | 1 | 9 | 130.7 | 130.6 | 896 | 6.8606
2010 | 2 | 1 | 10 | 145.2 | 145.1 | 978 | 6.7402
2010 | 2 | 1 | 11 | 115.9 | 115.8 | 785 | 6.7789
2010 | 2 | 1 | 12 | 78.7 | 78.6 | 546 | 6.9466
2010 | 2 | 1 | 13 | 57.1 | 57 | 404 | 7.0877
2010 | 2 | 1 | 14 | 49.9 | 49.8 | 355 | 7.1285
2010 | 2 | 1 | 15 | 70 | 69.9 | 503 | 7.196
2010 | 2 | 1 | 16 | 81.3 | 81.2 | 576 | 7.0936
2010 | 2 | 1 | 17 | 80 | 79.9 | 569 | 7.1214
2010 | 2 | 1 | 18 | 108.6 | 108.5 | 755 | 6.9585
2010 | 2 | 1 | 19 | 75.9 | 75.8 | 524 | 6.9129
2010 | 2 | 1 | 20 | 89.8 | 89.7 | 635 | 7.0792
2010 | 2 | 1 | 21 | 120.4 | 120.2 | 837 | 6.9634
2010 | 2 | 1 | 22 | 127.8 | 127.6 | 876 | 6.8652
2010 | 2 | 1 | 23 | 93.8 | 93.6 | 657 | 7.0192
2010 | 2 | 1 | 24 | 78.5 | 78.3 | 549 | 7.0115
2010 | 2 | 2 | 1 | 42.4 | 42.3 | 294 | 6.9504
2010 | 2 | 2 | 2 | 14.7 | 14.6 | 102 | 6.9863
2010 | 2 | 2 | 3 | 21.8 | 21.7 | 158 | 7.2811
2010 | 2 | 2 | 4 | 23.2 | 23.1 | 165 | 7.1429
2010 | 2 | 2 | 5 | 34 | 33.9 | 244 | 7.1976
2010 | 2 | 2 | 6 | 41.4 | 41.3 | 297 | 7.1913
2010 | 2 | 2 | 7 | 82.8 | 82.7 | 589 | 7.1221
2010 | 2 | 2 | 8 | 116.3 | 116.2 | 805 | 6.9277
2010 | 2 | 2 | 9 | 121.4 | 121.2 | 841 | 6.9389
2010 | 2 | 2 | 10 | 140.1 | 139.9 | 963 | 6.8835
2010 | 2 | 2 | 11 | 117.4 | 117.3 | 644 | 5.4902
2010 | 2 | 2 | 12 | 63.7 | 63.6 | 459 | 7.217
2010 | 2 | 2 | 13 | 114 | 113.9 | 810 | 7.1115
2010 | 2 | 2 | 14 | 144.1 | 143.9 | 981 | 6.8172
2010 | 2 | 2 | 15 | 94.1 | 94 | 637 | 6.7766
2010 | 2 | 2 | 16 | 40.1 | 40 | 288 | 7.2
2010 | 2 | 2 | 17 | 72.6 | 72.5 | 525 | 7.2414
2010 | 2 | 2 | 18 | 153.1 | 153 | 1011 | 6.6078
2010 | 2 | 2 | 19 | 119.5 | 119.4 | 805 | 6.742
2010 | 2 | 2 | 20 | 128.1 | 128 | 936 | 7.3125
2010 | 2 | 2 | 21 | 119.8 | 119.7 | 815 | 6.8087
2010 | 2 | 2 | 22 | 89 | 88.9 | 610 | 6.8616
2010 | 2 | 2 | 23 | 36.3 | 36.2 | 252 | 6.9613
2010 | 2 | 2 | 24 | 47.5 | 47.4 | 345 | 7.2785
2010 | 2 | 3 | 1 | 31 | 30.9 | 215 | 6.9579
2010 | 2 | 3 | 2 | 12.5 | 12.4 | 85 | 6.8548
2010 | 2 | 3 | 3 | 12.7 | 12.6 | 84 | 6.6667
2010 | 2 | 3 | 4 | 12.7 | 12.6 | 90 | 7.1429
2010 | 2 | 3 | 5 | 21.6 | 21.5 | 152 | 7.0698
2010 | 2 | 3 | 6 | 22.2 | 22.1 | 158 | 7.1493
2010 | 2 | 3 | 7 | 51 | 50.9 | 363 | 7.1316
2010 | 2 | 3 | 8 | 59.5 | 59.4 | 423 | 7.1212
2010 | 2 | 3 | 9 | 82.4 | 82.3 | 592 | 7.1932
2010 | 2 | 3 | 10 | 111.9 | 111.8 | 777 | 6.9499
2010 | 2 | 3 | 11 | 103.7 | 103.6 | 719 | 6.9402
2010 | 2 | 3 | 12 | 92.1 | 92 | 645 | 7.0109
2010 | 2 | 3 | 13 | 92.6 | 92.5 | 657 | 7.1027
2010 | 2 | 3 | 14 | 99.5 | 99.4 | 697 | 7.0121
2010 | 2 | 3 | 15 | 75.2 | 75.1 | 526 | 7.004
2010 | 2 | 3 | 16 | 73.2 | 73.1 | 526 | 7.1956
2010 | 2 | 3 | 17 | 92.1 | 92 | 650 | 7.0652
2010 | 2 | 3 | 18 | 92.1 | 92 | 645 | 7.0109
2010 | 2 | 3 | 19 | 85.6 | 85.5 | 595 | 6.9591
2010 | 2 | 3 | 20 | 75.8 | 75.7 | 537 | 7.0938
2010 | 2 | 3 | 21 | 84.5 | 84.4 | 595 | 7.0498
2010 | 2 | 3 | 22 | 89.5 | 89.4 | 632 | 7.0694
2010 | 2 | 3 | 23 | 41.4 | 41.3 | 292 | 7.0702
2010 | 2 | 3 | 24 | 55 | 54.9 | 392 | 7.1403
2010 | 2 | 4 | 1 | 15.1 | 15 | 103 | 6.8667
2010 | 2 | 4 | 2 | 14.3 | 14.2 | 101 | 7.1127
2010 | 2 | 4 | 3 | 21.7 | 21.6 | 156 | 7.2222
2010 | 2 | 4 | 4 | 23.3 | 23.2 | 170 | 7.3276
2010 | 2 | 4 | 5 | 37.4 | 37.3 | 268 | 7.185
2010 | 2 | 4 | 6 | 51.3 | 51.2 | 371 | 7.2461
2010 | 2 | 4 | 7 | 92.5 | 92.4 | 649 | 7.0238
2010 | 2 | 4 | 8 | 92.8 | 92.7 | 653 | 7.0442
2010 | 2 | 4 | 9 | 90.2 | 90.1 | 642 | 7.1254
2010 | 2 | 4 | 10 | 110.2 | 110.1 | 764 | 6.9391
2010 | 2 | 4 | 11 | 74.2 | 74.1 | 520 | 7.0175
2010 | 2 | 4 | 12 | 61.2 | 61.1 | 440 | 7.2013
2010 | 2 | 4 | 13 | 107.7 | 107.6 | 757 | 7.0353
2010 | 2 | 4 | 14 | 87.8 | 87.7 | 611 | 6.9669
2010 | 2 | 4 | 15 | 66.6 | 66.5 | 476 | 7.1579
2010 | 2 | 4 | 16 | 92.4 | 92.3 | 658 | 7.1289
2010 | 2 | 4 | 17 | 103.3 | 103.2 | 716 | 6.938
2010 | 2 | 4 | 18 | 96.2 | 96.2 | 668 | 6.9439
2010 | 2 | 4 | 19 | 91.6 | 91.6 | 646 | 7.0524
2010 | 2 | 4 | 20 | 119.4 | 119.4 | 837 | 7.0101
2010 | 2 | 4 | 21 | 107.2 | 107.2 | 737 | 6.875
2010 | 2 | 4 | 22 | 50.4 | 50.4 | 338 | 6.7063
2010 | 2 | 4 | 23 | 11.9 | 11.9 | 83 | 6.9748
2010 | 2 | 4 | 24 | 15.6 | 15.6 | 108 | 6.9231
2010 | 2 | 5 | 1 | 12.8 | 12.8 | 89 | 6.9531
2010 | 2 | 5 | 2 | 12.9 | 12.9 | 88 | 6.8217
2010 | 2 | 5 | 3 | 21.1 | 21.1 | 152 | 7.2038
2010 | 2 | 5 | 4 | 30.8 | 30.8 | 220 | 7.1429
2010 | 2 | 5 | 5 | 36.7 | 36.7 | 265 | 7.2207
2010 | 2 | 5 | 6 | 61.2 | 61.2 | 441 | 7.2059
2010 | 2 | 5 | 7 | 96.2 | 96.2 | 670 | 6.9647
2010 | 2 | 5 | 8 | 101 | 101 | 695 | 6.8812
2010 | 2 | 5 | 9 | 90.8 | 90.8 | 633 | 6.9714
2010 | 2 | 5 | 10 | 109.7 | 109.7 | 772 | 7.0374
2010 | 2 | 5 | 11 | 95.2 | 95.2 | 657 | 6.9013
2010 | 2 | 5 | 12 | 23.1 | 23.1 | 155 | 6.71
2010 | 2 | 5 | 13 | 27.6 | 27.6 | 203 | 7.3551
2010 | 2 | 5 | 14 | 56.9 | 56.9 | 409 | 7.188
2010 | 2 | 5 | 15 | 86.4 | 86.4 | 621 | 7.1875
2010 | 2 | 5 | 16 | 115.5 | 115.5 | 812 | 7.0303
2010 | 2 | 5 | 17 | 87.8 | 87.8 | 611 | 6.959
2010 | 2 | 5 | 18 | 70 | 70 | 492 | 7.0286
2010 | 2 | 5 | 19 | 37.5 | 37.5 | 265 | 7.0667
2010 | 2 | 5 | 20 | 75 | 75 | 546 | 7.28
2010 | 2 | 5 | 21 | 97 | 97 | 679 | 7
2010 | 2 | 5 | 22 | 67.6 | 67.6 | 479 | 7.0858
2010 | 2 | 5 | 23 | 24 | 24 | 168 | 7
2010 | 2 | 5 | 24 | 12.5 | 12.5 | 85 | 6.8
2010 | 2 | 6 | 1 | 13 | 13 | 92 | 7.0769
2010 | 2 | 6 | 2 | 12.2 | 12.2 | 84 | 6.8852
2010 | 2 | 6 | 3 | 13 | 13 | 92 | 7.0769
2010 | 2 | 6 | 4 | 13.7 | 13.7 | 95 | 6.9343
2010 | 2 | 6 | 5 | 15.7 | 15.7 | 112 | 7.1338
2010 | 2 | 6 | 6 | 25.1 | 25.1 | 183 | 7.2908
2010 | 2 | 6 | 7 | 47.1 | 47.1 | 339 | 7.1975
2010 | 2 | 6 | 8 | 62.5 | 62.5 | 454 | 7.264
2010 | 2 | 6 | 9 | 79.6 | 79.6 | 575 | 7.2236
2010 | 2 | 6 | 10 | 83.1 | 83.1 | 613 | 7.3767
2010 | 2 | 6 | 11 | 46.9 | 46.9 | 327 | 6.9723
2010 | 2 | 6 | 12 | 17.1 | 17.1 | 122 | 7.1345
2010 | 2 | 6 | 13 | 58.7 | 58.7 | 430 | 7.3254
2010 | 2 | 6 | 14 | 65.7 | 65.7 | 472 | 7.1842
2010 | 2 | 6 | 15 | 33.4 | 33.4 | 234 | 7.006
2010 | 2 | 6 | 16 | 18.5 | 18.5 | 131 | 7.0811
2010 | 2 | 6 | 17 | 64.8 | 64.8 | 473 | 7.2994
2010 | 2 | 6 | 18 | 107.9 | 107.9 | 754 | 6.988
2010 | 2 | 6 | 19 | 87.8 | 87.8 | 616 | 7.0159
2010 | 2 | 6 | 20 | 58.8 | 58.8 | 419 | 7.1259
2010 | 2 | 6 | 21 | 46 | 46 | 336 | 7.3043
2010 | 2 | 6 | 22 | 26.3 | 26.3 | 186 | 7.0722
2010 | 2 | 6 | 24 | 14 | 14 | 100 | 7.1429
2010 | 2 | 7 | 1 | 51.7 | 51.7 | 373 | 7.2147
2010 | 2 | 7 | 2 | 26.1 | 26.1 | 186 | 7.1264
2010 | 2 | 7 | 3 | 12.5 | 12.5 | 88 | 7.04
2010 | 2 | 7 | 4 | 17.9 | 17.9 | 128 | 7.1508
2010 | 2 | 7 | 5 | 28.3 | 28.3 | 208 | 7.3498
2010 | 2 | 7 | 6 | 41.4 | 41.4 | 300 | 7.2464
2010 | 2 | 7 | 7 | 31 | 31 | 224 | 7.2258
2010 | 2 | 7 | 8 | 45.9 | 45.9 | 336 | 7.3203
2010 | 2 | 7 | 9 | 84.6 | 84.6 | 610 | 7.2104
2010 | 2 | 7 | 10 | 103.9 | 103.9 | 730 | 7.026
2010 | 2 | 7 | 11 | 90.6 | 90.6 | 637 | 7.0309
2010 | 2 | 7 | 12 | 72.5 | 72.5 | 519 | 7.1586
2010 | 2 | 7 | 13 | 64 | 64 | 451 | 7.0469
2010 | 2 | 7 | 14 | 54.2 | 54.2 | 376 | 6.9373
2010 | 2 | 7 | 15 | 23.1 | 23.1 | 167 | 7.2294
2010 | 2 | 7 | 16 | 47.8 | 47.8 | 348 | 7.2803
2010 | 2 | 7 | 17 | 24.7 | 24.7 | 178 | 7.2065
2010 | 2 | 7 | 18 | 32.5 | 32.5 | 231 | 7.1077
2010 | 2 | 7 | 19 | 21.8 | 21.8 | 159 | 7.2936
2010 | 2 | 7 | 20 | 51.5 | 51.5 | 367 | 7.1262
2010 | 2 | 7 | 21 | 34.1 | 34.1 | 241 | 7.0674
2010 | 2 | 7 | 22 | 22.3 | 22.3 | 162 | 7.2646
2010 | 2 | 7 | 23 | 42 | 42 | 302 | 7.1905
2010 | 2 | 7 | 24 | 45.3 | 45.3 | 330 | 7.2848
2010 | 2 | 8 | 1 | 45.6 | 45.6 | 329 | 7.2149
2010 | 2 | 8 | 2 | 16.9 | 16.9 | 117 | 6.9231
2010 | 2 | 8 | 3 | 20.5 | 20.5 | 150 | 7.3171
2010 | 2 | 8 | 4 | 39.1 | 39.1 | 288 | 7.3657
2010 | 2 | 8 | 5 | 46.8 | 46.8 | 342 | 7.3077
2010 | 2 | 8 | 6 | 59.9 | 59.9 | 432 | 7.212
2010 | 2 | 8 | 7 | 84.4 | 84.4 | 599 | 7.0972
2010 | 2 | 8 | 8 | 129.3 | 129.3 | 890 | 6.8832
2010 | 2 | 8 | 9 | 146.9 | 146.9 | 999 | 6.8005
2010 | 2 | 8 | 10 | 146.2 | 146.2 | 982 | 6.7168
2010 | 2 | 8 | 11 | 86.7 | 86.7 | 588 | 6.782
2010 | 2 | 8 | 12 | 45.3 | 45.2 | 320 | 7.0796
2010 | 2 | 8 | 13 | 56.7 | 56.6 | 411 | 7.2615
2010 | 2 | 8 | 14 | 100.3 | 100.2 | 710 | 7.0858
2010 | 2 | 8 | 15 | 90.3 | 90.2 | 556 | 6.1641
2010 | 2 | 8 | 16 | 66.1 | 66 | 475 | 7.197
2010 | 2 | 8 | 17 | 78 | 77.9 | 559 | 7.1759
2010 | 2 | 8 | 18 | 100.4 | 100.3 | 704 | 7.0189
2010 | 2 | 8 | 19 | 96.2 | 96.1 | 665 | 6.9199
2010 | 2 | 8 | 20 | 103.4 | 103.3 | 727 | 7.0378
2010 | 2 | 8 | 21 | 144.8 | 144.7 | 987 | 6.821
2010 | 2 | 8 | 22 | 126.4 | 126.3 | 859 | 6.8013
2010 | 2 | 8 | 23 | 61.4 | 61.2 | 428 | 6.9935
2010 | 2 | 8 | 24 | 47.7 | 47.6 | 340 | 7.1429
2010 | 2 | 9 | 1 | 39.2 | 39.1 | 278 | 7.11
2010 | 2 | 9 | 2 | 17 | 16.9 | 125 | 7.3964
2010 | 2 | 9 | 3 | 72.7 | 72.5 | 524 | 7.2276
2010 | 2 | 9 | 4 | 58.1 | 58 | 414 | 7.1379
2010 | 2 | 9 | 5 | 60.4 | 60.3 | 435 | 7.2139
2010 | 2 | 9 | 6 | 54 | 53.8 | 392 | 7.2862
2010 | 2 | 9 | 7 | 134.6 | 134.4 | 927 | 6.8973
2010 | 2 | 9 | 8 | 127.4 | 127.3 | 869 | 6.8264
2010 | 2 | 9 | 9 | 147.1 | 146.9 | 999 | 6.8005
2010 | 2 | 9 | 10 | 163.3 | 163.1 | 1091 | 6.6891
2010 | 2 | 9 | 11 | 172.6 | 172.5 | 1114 | 6.458
2010 | 2 | 9 | 12 | 114.4 | 114.3 | 785 | 6.8679
2010 | 2 | 9 | 13 | 117 | 116.8 | 812 | 6.9521
2010 | 2 | 9 | 14 | 99.6 | 99.5 | 681 | 6.8442
2010 | 2 | 9 | 15 | 28.1 | 28 | 191 | 6.8214
2010 | 2 | 9 | 16 | 21 | 20.9 | 150 | 7.177
2010 | 2 | 9 | 17 | 45.5 | 45.4 | 332 | 7.3128
2010 | 2 | 9 | 18 | 115.4 | 115.3 | 802 | 6.9558
2010 | 2 | 9 | 19 | 151.5 | 151.4 | 1003 | 6.6248
2010 | 2 | 9 | 20 | 149.1 | 149 | 1005 | 6.745
2010 | 2 | 9 | 21 | 151.7 | 151.6 | 1013 | 6.6821
2010 | 2 | 9 | 22 | 114 | 113.9 | 776 | 6.813
2010 | 2 | 9 | 23 | 51.8 | 51.7 | 365 | 7.06
2010 | 2 | 9 | 24 | 43.3 | 43.2 | 309 | 7.1528
2010 | 2 | 10 | 1 | 16.3 | 16.2 | 114 | 7.037
2010 | 2 | 10 | 2 | 17.3 | 17.2 | 121 | 7.0349
2010 | 2 | 10 | 3 | 20.9 | 20.8 | 150 | 7.2115
2010 | 2 | 10 | 4 | 28.4 | 28.3 | 203 | 7.1731
2010 | 2 | 10 | 5 | 34.8 | 34.7 | 251 | 7.2334
2010 | 2 | 10 | 6 | 62.2 | 62.1 | 449 | 7.2303
2010 | 2 | 10 | 7 | 118.8 | 118.7 | 817 | 6.8829
2010 | 2 | 10 | 8 | 144.3 | 144.2 | 981 | 6.8031
2010 | 2 | 10 | 9 | 146.4 | 146.3 | 986 | 6.7396
2010 | 2 | 10 | 10 | 151.3 | 151.2 | 1013 | 6.6997
2010 | 2 | 10 | 11 | 137 | 136.9 | 931 | 6.8006
2010 | 2 | 10 | 12 | 141.7 | 141.6 | 959 | 6.7726
2010 | 2 | 10 | 13 | 124.8 | 124.7 | 853 | 6.8404
2010 | 2 | 10 | 14 | 111.1 | 111 | 768 | 6.9189
2010 | 2 | 10 | 15 | 112.5 | 112.4 | 778 | 6.9217
2010 | 2 | 10 | 16 | 107.6 | 107.5 | 742 | 6.9023
2010 | 2 | 10 | 17 | 108.3 | 108.2 | 743 | 6.8669
2010 | 2 | 10 | 18 | 98.2 | 98.1 | 681 | 6.9419
2010 | 2 | 10 | 19 | 112.3 | 112.2 | 776 | 6.9162
2010 | 2 | 10 | 20 | 105.2 | 105.1 | 730 | 6.9458
2010 | 2 | 10 | 21 | 100 | 99.9 | 695 | 6.957
2010 | 2 | 10 | 22 | 94.1 | 94 | 649 | 6.9043
2010 | 2 | 10 | 23 | 70.3 | 70.2 | 496 | 7.0655
2010 | 2 | 10 | 24 | 80.3 | 80.2 | 575 | 7.1696
2010 | 2 | 11 | 1 | 67.4 | 67.3 | 477 | 7.0877
2010 | 2 | 11 | 2 | 29.8 | 29.7 | 210 | 7.0707
2010 | 2 | 11 | 3 | 12.6 | 12.5 | 84 | 6.72
2010 | 2 | 11 | 4 | 15.6 | 15.5 | 112 | 7.2258
2010 | 2 | 11 | 5 | 30.3 | 30.2 | 217 | 7.1854
2010 | 2 | 11 | 6 | 31.6 | 31.5 | 226 | 7.1746
2010 | 2 | 11 | 7 | 77 | 76.9 | 546 | 7.1001
2010 | 2 | 11 | 8 | 85.4 | 85.3 | 605 | 7.0926
2010 | 2 | 11 | 9 | 113.3 | 113.2 | 788 | 6.9611
2010 | 2 | 11 | 10 | 123 | 122.9 | 847 | 6.8918
2010 | 2 | 11 | 11 | 129.6 | 129.5 | 884 | 6.8263
2010 | 2 | 11 | 12 | 120.5 | 120.4 | 828 | 6.8771
2010 | 2 | 11 | 13 | 116.5 | 116.4 | 807 | 6.933
2010 | 2 | 11 | 14 | 108.7 | 108.6 | 748 | 6.8877
2010 | 2 | 11 | 15 | 82.6 | 82.5 | 575 | 6.9697
2010 | 2 | 11 | 16 | 57.4 | 57.3 | 404 | 7.0506
2010 | 2 | 11 | 17 | 56.7 | 56.7 | 409 | 7.2134
2010 | 2 | 11 | 18 | 74.8 | 74.8 | 538 | 7.1925
2010 | 2 | 11 | 19 | 101.1 | 101.1 | 706 | 6.9832
2010 | 2 | 11 | 20 | 114.6 | 114.6 | 795 | 6.9372
2010 | 2 | 11 | 21 | 105.4 | 105.4 | 731 | 6.9355
2010 | 2 | 11 | 22 | 83.3 | 83.3 | 586 | 7.0348
2010 | 2 | 11 | 23 | 46 | 46 | 325 | 7.0652
2010 | 2 | 11 | 24 | 20.9 | 20.9 | 147 | 7.0335
2010 | 2 | 12 | 1 | 12.7 | 12.7 | 86 | 6.7717
2010 | 2 | 12 | 2 | 15.8 | 15.8 | 115 | 7.2785
2010 | 2 | 12 | 3 | 37.6 | 37.6 | 272 | 7.234
2010 | 2 | 12 | 4 | 21.2 | 21.2 | 148 | 6.9811
2010 | 2 | 12 | 5 | 21.6 | 21.6 | 158 | 7.3148
2010 | 2 | 12 | 6 | 51.3 | 51.3 | 377 | 7.3489
2010 | 2 | 12 | 7 | 119.2 | 119.2 | 827 | 6.9379
2010 | 2 | 12 | 8 | 135.8 | 135.8 | 918 | 6.7599
2010 | 2 | 12 | 9 | 137.7 | 137.7 | 934 | 6.7829
2010 | 2 | 12 | 10 | 130.7 | 130.7 | 890 | 6.8095
2010 | 2 | 12 | 11 | 112.6 | 112.6 | 771 | 6.8472
2010 | 2 | 12 | 12 | 72.9 | 72.9 | 505 | 6.9273
2010 | 2 | 12 | 13 | 50.5 | 50.5 | 345 | 6.8317
2010 | 2 | 12 | 14 | 73.4 | 73.4 | 525 | 7.1526
2010 | 2 | 12 | 15 | 81.6 | 81.6 | 579 | 7.0956
2010 | 2 | 12 | 16 | 95.5 | 95.5 | 671 | 7.0262
2010 | 2 | 12 | 17 | 74.9 | 74.9 | 529 | 7.0628
2010 | 2 | 12 | 18 | 79.2 | 79.2 | 560 | 7.0707
2010 | 2 | 12 | 19 | 66.5 | 66.5 | 466 | 7.0075
2010 | 2 | 12 | 20 | 69.1 | 69.1 | 501 | 7.2504
2010 | 2 | 12 | 21 | 100 | 100 | 706 | 7.06
2010 | 2 | 12 | 22 | 48.7 | 48.7 | 335 | 6.8789
2010 | 2 | 12 | 23 | 22.9 | 22.9 | 159 | 6.9432
2010 | 2 | 12 | 24 | 27.4 | 27.4 | 199 | 7.2628
2010 | 2 | 13 | 1 | 64.1 | 64.1 | 459 | 7.1607
2010 | 2 | 13 | 2 | 45.3 | 45.3 | 322 | 7.1082
2010 | 2 | 13 | 3 | 40.9 | 40.9 | 300 | 7.335
2010 | 2 | 13 | 4 | 47.3 | 47.3 | 341 | 7.2093
2010 | 2 | 13 | 5 | 40 | 40 | 288 | 7.2
2010 | 2 | 13 | 6 | 52.7 | 52.7 | 383 | 7.2676
2010 | 2 | 13 | 7 | 55.9 | 55.9 | 402 | 7.1914
2010 | 2 | 13 | 8 | 72.9 | 72.9 | 518 | 7.1056
2010 | 2 | 13 | 9 | 51.6 | 51.6 | 364 | 7.0543
2010 | 2 | 13 | 10 | 78.6 | 78.6 | 563 | 7.1628
2010 | 2 | 13 | 11 | 81.3 | 81.3 | 578 | 7.1095
2010 | 2 | 13 | 12 | 78.3 | 78.3 | 554 | 7.0754
2010 | 2 | 13 | 13 | 74 | 74 | 519 | 7.0135
2010 | 2 | 13 | 14 | 38.5 | 38.5 | 275 | 7.1429
2010 | 2 | 13 | 15 | 47.6 | 47.6 | 349 | 7.3319
2010 | 2 | 13 | 16 | 53.9 | 53.9 | 390 | 7.2356
2010 | 2 | 13 | 17 | 66.6 | 66.6 | 480 | 7.2072
2010 | 2 | 13 | 18 | 84.8 | 84.8 | 601 | 7.0873
2010 | 2 | 13 | 19 | 74.4 | 74.4 | 524 | 7.043
2010 | 2 | 13 | 20 | 79 | 79 | 561 | 7.1013
2010 | 2 | 13 | 21 | 86.8 | 86.8 | 599 | 6.9009
2010 | 2 | 13 | 22 | 100.9 | 100.9 | 707 | 7.0069
2010 | 2 | 13 | 23 | 92.6 | 92.6 | 649 | 7.0086
2010 | 2 | 13 | 24 | 58.2 | 58.2 | 407 | 6.9931
2010 | 2 | 14 | 1 | 30.5 | 30.5 | 211 | 6.918
2010 | 2 | 14 | 2 | 13.1 | 13.1 | 91 | 6.9466
2010 | 2 | 14 | 3 | 24.1 | 24.1 | 176 | 7.3029
2010 | 2 | 14 | 4 | 27.1 | 27.1 | 192 | 7.0849
2010 | 2 | 14 | 5 | 13.3 | 13.3 | 89 | 6.6917
2010 | 2 | 14 | 6 | 27.2 | 27.2 | 199 | 7.3162
2010 | 2 | 14 | 7 | 42.3 | 42.3 | 308 | 7.2813
2010 | 2 | 14 | 8 | 58.9 | 58.9 | 423 | 7.1817
2010 | 2 | 14 | 9 | 63 | 63 | 451 | 7.1587
2010 | 2 | 14 | 10 | 76.9 | 76.9 | 539 | 7.0091
2010 | 2 | 14 | 11 | 51.8 | 51.8 | 364 | 7.027
2010 | 2 | 14 | 12 | 45.8 | 45.8 | 334 | 7.2926
2010 | 2 | 14 | 13 | 50.4 | 50.4 | 359 | 7.123
2010 | 2 | 14 | 14 | 37.5 | 37.5 | 266 | 7.0933
2010 | 2 | 14 | 15 | 42.6 | 42.6 | 306 | 7.1831
2010 | 2 | 14 | 16 | 41.1 | 41.1 | 298 | 7.2506
2010 | 2 | 14 | 17 | 75.2 | 75.2 | 539 | 7.1676
2010 | 2 | 14 | 18 | 80.9 | 80.9 | 572 | 7.0705
2010 | 2 | 14 | 19 | 77.9 | 77.9 | 541 | 6.9448
2010 | 2 | 14 | 20 | 39 | 39 | 276 | 7.0769
2010 | 2 | 14 | 21 | 26.2 | 26.2 | 189 | 7.2137
2010 | 2 | 14 | 22 | 30.3 | 30.3 | 218 | 7.1947
2010 | 2 | 14 | 23 | 38.5 | 38.5 | 275 | 7.1429
2010 | 2 | 14 | 24 | 47.6 | 47.6 | 345 | 7.2479
2010 | 2 | 15 | 1 | 41.4 | 41.4 | 300 | 7.2464
2010 | 2 | 15 | 2 | 27.3 | 27.3 | 196 | 7.1795
2010 | 2 | 15 | 3 | 42.3 | 42.3 | 305 | 7.2104
2010 | 2 | 15 | 4 | 26 | 26 | 189 | 7.2692
2010 | 2 | 15 | 5 | 35.8 | 35.8 | 261 | 7.2905
2010 | 2 | 15 | 6 | 46.7 | 46.7 | 337 | 7.2163
2010 | 2 | 15 | 7 | 66.6 | 66.6 | 476 | 7.1471
2010 | 2 | 15 | 8 | 59.6 | 59.6 | 424 | 7.1141
2010 | 2 | 15 | 9 | 100.8 | 100.8 | 712 | 7.0635
2010 | 2 | 15 | 10 | 127.3 | 127.3 | 872 | 6.85
2010 | 2 | 15 | 11 | 134 | 134 | 905 | 6.7537
2010 | 2 | 15 | 12 | 108.3 | 108.3 | 743 | 6.8606
2010 | 2 | 15 | 13 | 102.1 | 102.1 | 704 | 6.8952
2010 | 2 | 15 | 14 | 89.6 | 89.6 | 616 | 6.875
2010 | 2 | 15 | 15 | 54 | 54 | 379 | 7.0185
2010 | 2 | 15 | 16 | 42.4 | 42.4 | 305 | 7.1934
2010 | 2 | 15 | 17 | 51 | 51 | 368 | 7.2157
2010 | 2 | 15 | 18 | 62.7 | 62.7 | 447 | 7.1292
2010 | 2 | 15 | 19 | 74.8 | 74.8 | 535 | 7.1524
2010 | 2 | 15 | 20 | 109.6 | 109.6 | 766 | 6.9891
2010 | 2 | 15 | 21 | 115.1 | 115.1 | 792 | 6.881
2010 | 2 | 15 | 22 | 101 | 101 | 698 | 6.9109
2010 | 2 | 15 | 23 | 66.4 | 66.4 | 468 | 7.0482
2010 | 2 | 15 | 24 | 43.5 | 43.5 | 311 | 7.1494
2010 | 2 | 16 | 1 | 25.6 | 25.6 | 179 | 6.9922
2010 | 2 | 16 | 2 | 13.8 | 13.8 | 98 | 7.1014
2010 | 2 | 16 | 3 | 44.4 | 44.4 | 327 | 7.3649
2010 | 2 | 16 | 4 | 54.6 | 54.6 | 395 | 7.2344
2010 | 2 | 16 | 5 | 55.9 | 55.9 | 411 | 7.3524
2010 | 2 | 16 | 6 | 45.4 | 45.4 | 327 | 7.2026
2010 | 2 | 16 | 7 | 61.9 | 61.9 | 445 | 7.189
2010 | 2 | 16 | 8 | 74.3 | 74.3 | 526 | 7.0794
2010 | 2 | 16 | 9 | 84.7 | 84.7 | 605 | 7.1429
2010 | 2 | 16 | 10 | 109 | 109 | 761 | 6.9817
2010 | 2 | 16 | 11 | 91.2 | 91.2 | 632 | 6.9298
2010 | 2 | 16 | 12 | 83.7 | 83.7 | 586 | 7.0012
2010 | 2 | 16 | 13 | 78.3 | 78.3 | 556 | 7.1009
2010 | 2 | 16 | 14 | 77.4 | 77.4 | 549 | 7.093
2010 | 2 | 16 | 15 | 63.3 | 63.3 | 449 | 7.0932
2010 | 2 | 16 | 16 | 46.7 | 46.7 | 334 | 7.152
2010 | 2 | 16 | 17 | 37.4 | 37.4 | 269 | 7.1925
2010 | 2 | 16 | 18 | 49.8 | 49.8 | 358 | 7.1888
2010 | 2 | 16 | 19 | 85.5 | 85.5 | 604 | 7.0643
2010 | 2 | 16 | 20 | 130.2 | 130.2 | 897 | 6.8894
2010 | 2 | 16 | 21 | 140.8 | 140.8 | 957 | 6.7969
2010 | 2 | 16 | 22 | 113.6 | 113.6 | 775 | 6.8222
2010 | 2 | 16 | 23 | 68.3 | 68.3 | 474 | 6.94
2010 | 2 | 16 | 24 | 55.1 | 55.1 | 397 | 7.2051
2010 | 2 | 17 | 1 | 58 | 58 | 420 | 7.2414
2010 | 2 | 17 | 2 | 55.7 | 55.7 | 399 | 7.1634
2010 | 2 | 17 | 3 | 51.6 | 51.6 | 372 | 7.2093
2010 | 2 | 17 | 4 | 44.8 | 44.8 | 319 | 7.1205
2010 | 2 | 17 | 5 | 57.1 | 57.1 | 412 | 7.2154
2010 | 2 | 17 | 6 | 89.5 | 89.5 | 640 | 7.1508
2010 | 2 | 17 | 7 | 135.1 | 135.1 | 925 | 6.8468
2010 | 2 | 17 | 8 | 153.8 | 153.8 | 1023 | 6.6515
2010 | 2 | 17 | 9 | 158.9 | 158.9 | 1047 | 6.589
2010 | 2 | 17 | 10 | 135.5 | 135.5 | 908 | 6.7011
2010 | 2 | 17 | 11 | 127.6 | 127.6 | 868 | 6.8025
2010 | 2 | 17 | 12 | 92.2 | 92.2 | 633 | 6.8655
2010 | 2 | 17 | 13 | 70.5 | 70.5 | 497 | 7.0496
2010 | 2 | 17 | 14 | 63.6 | 63.6 | 447 | 7.0283
2010 | 2 | 17 | 15 | 69.8 | 69.8 | 502 | 7.192
2010 | 2 | 17 | 16 | 83.3 | 83.3 | 590 | 7.0828
2010 | 2 | 17 | 17 | 80.4 | 80.4 | 567 | 7.0522
2010 | 2 | 17 | 18 | 93.1 | 93.1 | 654 | 7.0247
2010 | 2 | 17 | 19 | 94.4 | 94.4 | 653 | 6.9174
2010 | 2 | 17 | 20 | 89.8 | 89.8 | 602 | 6.7038
2010 | 2 | 17 | 21 | 108.7 | 108.7 | 758 | 6.9733
2010 | 2 | 17 | 22 | 97.7 | 97.7 | 679 | 6.9498
2010 | 2 | 17 | 23 | 80.3 | 80.3 | 561 | 6.9863
2010 | 2 | 17 | 24 | 62.4 | 62.4 | 445 | 7.1314
2010 | 2 | 18 | 1 | 52.7 | 52.7 | 378 | 7.1727
2010 | 2 | 18 | 2 | 38.4 | 38.4 | 272 | 7.0833
2010 | 2 | 18 | 3 | 22.7 | 22.7 | 163 | 7.1806
2010 | 2 | 18 | 4 | 37.5 | 37.5 | 272 | 7.2533
2010 | 2 | 18 | 5 | 53.1 | 53.1 | 386 | 7.2693
2010 | 2 | 18 | 6 | 66 | 66 | 476 | 7.2121
2010 | 2 | 18 | 7 | 114.8 | 114.8 | 796 | 6.9338
2010 | 2 | 18 | 8 | 112.7 | 112.7 | 777 | 6.8944
2010 | 2 | 18 | 9 | 136.4 | 136.4 | 939 | 6.8842
2010 | 2 | 18 | 10 | 166.7 | 166.7 | 1100 | 6.5987
2010 | 2 | 18 | 11 | 142.8 | 142.8 | 954 | 6.6807
2010 | 2 | 18 | 12 | 126.8 | 126.8 | 865 | 6.8218
2010 | 2 | 18 | 13 | 103.2 | 103.2 | 713 | 6.9089
2010 | 2 | 18 | 14 | 74.7 | 74.7 | 522 | 6.988
2010 | 2 | 18 | 15 | 55.5 | 55.5 | 394 | 7.0991
2010 | 2 | 18 | 16 | 32.4 | 32.4 | 232 | 7.1605
2010 | 2 | 18 | 17 | 37.8 | 37.8 | 270 | 7.1429
2010 | 2 | 18 | 18 | 37.8 | 37.8 | 276 | 7.3016
2010 | 2 | 18 | 19 | 86.3 | 86.3 | 613 | 7.1031
2010 | 2 | 18 | 20 | 106.7 | 106.7 | 747 | 7.0009
2010 | 2 | 18 | 21 | 145.5 | 145.5 | 986 | 6.7766
2010 | 2 | 18 | 22 | 123.2 | 123.2 | 847 | 6.875
2010 | 2 | 18 | 23 | 64.6 | 64.6 | 449 | 6.9505
2010 | 2 | 18 | 24 | 46.2 | 46.2 | 324 | 7.013
2010 | 2 | 19 | 1 | 13 | 13 | 88 | 6.7692
2010 | 2 | 19 | 2 | 27.7 | 27.7 | 205 | 7.4007
2010 | 2 | 19 | 3 | 40.3 | 40.3 | 287 | 7.1216
2010 | 2 | 19 | 4 | 47.5 | 47.5 | 344 | 7.2421
2010 | 2 | 19 | 5 | 21 | 21 | 143 | 6.8095
2010 | 2 | 19 | 6 | 59.4 | 59.4 | 434 | 7.3064
2010 | 2 | 19 | 7 | 154 | 154 | 1031 | 6.6948
2010 | 2 | 19 | 8 | 159.6 | 159.6 | 1039 | 6.51
2010 | 2 | 19 | 9 | 143.7 | 143.7 | 970 | 6.7502
2010 | 2 | 19 | 10 | 160.8 | 160.8 | 1056 | 6.5672
2010 | 2 | 19 | 11 | 134.9 | 134.9 | 907 | 6.7235
2010 | 2 | 19 | 12 | 125.3 | 125.3 | 854 | 6.8156
2010 | 2 | 19 | 13 | 100.2 | 100.2 | 707 | 7.0559
2010 | 2 | 19 | 14 | 100.2 | 100.2 | 698 | 6.9661
2010 | 2 | 19 | 15 | 71.1 | 71.1 | 500 | 7.0323
2010 | 2 | 19 | 16 | 52.1 | 52.1 | 373 | 7.1593
2010 | 2 | 19 | 17 | 61.4 | 61.4 | 440 | 7.1661
2010 | 2 | 19 | 18 | 72.9 | 72.9 | 525 | 7.2016
2010 | 2 | 19 | 19 | 94 | 94 | 661 | 7.0319
2010 | 2 | 19 | 20 | 105.3 | 105.3 | 737 | 6.9991
2010 | 2 | 19 | 21 | 129.6 | 129.6 | 898 | 6.929
2010 | 2 | 19 | 22 | 142.6 | 142.6 | 967 | 6.7812
2010 | 2 | 19 | 23 | 94.3 | 94.3 | 655 | 6.9459
2010 | 2 | 19 | 24 | 67.6 | 67.6 | 483 | 7.145
2010 | 2 | 20 | 1 | 39.3 | 39.3 | 272 | 6.9211
2010 | 2 | 20 | 2 | 12.5 | 12.5 | 86 | 6.88
2010 | 2 | 20 | 3 | 33.6 | 33.6 | 248 | 7.381
2010 | 2 | 20 | 4 | 59.8 | 59.8 | 432 | 7.2241
2010 | 2 | 20 | 5 | 64.8 | 64.8 | 465 | 7.1759
2010 | 2 | 20 | 6 | 53.7 | 53.7 | 385 | 7.1695
2010 | 2 | 20 | 7 | 65.4 | 65.4 | 470 | 7.1865
2010 | 2 | 20 | 8 | 70.2 | 70.2 | 504 | 7.1795
2010 | 2 | 20 | 9 | 86.7 | 86.7 | 621 | 7.1626
2010 | 2 | 20 | 10 | 101.1 | 101.1 | 712 | 7.0425
2010 | 2 | 20 | 11 | 95 | 95 | 665 | 7
2010 | 2 | 20 | 12 | 61.6 | 61.6 | 433 | 7.0292
2010 | 2 | 20 | 13 | 43 | 43 | 317 | 7.3721
2010 | 2 | 20 | 14 | 60.3 | 60.3 | 435 | 7.2139
2010 | 2 | 20 | 15 | 61.2 | 61.2 | 442 | 7.2222
2010 | 2 | 20 | 16 | 65.9 | 65.9 | 477 | 7.2382
2010 | 2 | 20 | 17 | 69.8 | 69.8 | 507 | 7.2636
2010 | 2 | 20 | 18 | 84.8 | 84.8 | 601 | 7.0873
2010 | 2 | 20 | 19 | 66.9 | 66.9 | 467 | 6.9806
2010 | 2 | 20 | 20 | 64.8 | 64.8 | 473 | 7.2994
2010 | 2 | 20 | 21 | 102.2 | 102.2 | 723 | 7.0744
2010 | 2 | 20 | 22 | 103.3 | 103.3 | 720 | 6.97
2010 | 2 | 20 | 23 | 53.2 | 53.2 | 376 | 7.0677
2010 | 2 | 20 | 24 | 57.1 | 57.1 | 406 | 7.1103
2010 | 2 | 21 | 1 | 43.3 | 43.3 | 311 | 7.1824
2010 | 2 | 21 | 2 | 28.1 | 28.1 | 201 | 7.153
2010 | 2 | 21 | 3 | 39.9 | 39.9 | 295 | 7.3935
2010 | 2 | 21 | 4 | 69.5 | 69.5 | 501 | 7.2086
2010 | 2 | 21 | 5 | 76.1 | 76.1 | 546 | 7.1748
2010 | 2 | 21 | 6 | 74.6 | 74.6 | 531 | 7.118
2010 | 2 | 21 | 7 | 63.9 | 63.9 | 457 | 7.1518
2010 | 2 | 21 | 8 | 71.2 | 71.2 | 511 | 7.177
2010 | 2 | 21 | 9 | 58.1 | 58.1 | 418 | 7.1945
2010 | 2 | 21 | 10 | 72.1 | 72.1 | 517 | 7.1706
2010 | 2 | 21 | 11 | 56.7 | 56.7 | 406 | 7.1605
2010 | 2 | 21 | 12 | 55.5 | 55.5 | 400 | 7.2072
2010 | 2 | 21 | 13 | 46.4 | 46.4 | 338 | 7.2845
2010 | 2 | 21 | 14 | 48.9 | 48.9 | 353 | 7.2188
2010 | 2 | 21 | 15 | 50.2 | 50.2 | 367 | 7.3108
2010 | 2 | 21 | 16 | 44.3 | 44.3 | 321 | 7.246
2010 | 2 | 21 | 17 | 56.4 | 56.4 | 407 | 7.2163
2010 | 2 | 21 | 18 | 59.6 | 59.6 | 433 | 7.2651
2010 | 2 | 21 | 19 | 108.1 | 108.1 | 755 | 6.9843
2010 | 2 | 21 | 20 | 107.4 | 107.4 | 748 | 6.9646
2010 | 2 | 21 | 21 | 117.1 | 117.1 | 811 | 6.9257
2010 | 2 | 21 | 22 | 98.7 | 98.7 | 691 | 7.001
2010 | 2 | 21 | 23 | 60.2 | 60.2 | 423 | 7.0266
2010 | 2 | 21 | 24 | 44 | 44 | 311 | 7.0682
2010 | 2 | 22 | 1 | 15.2 | 15.2 | 104 | 6.8421
2010 | 2 | 22 | 2 | 38.9 | 38.9 | 288 | 7.4036
2010 | 2 | 22 | 3 | 60.6 | 60.6 | 440 | 7.2607
2010 | 2 | 22 | 4 | 68.8 | 68.8 | 501 | 7.282
2010 | 2 | 22 | 5 | 63.8 | 63.8 | 452 | 7.0846
2010 | 2 | 22 | 6 | 46.3 | 46.3 | 334 | 7.2138
2010 | 2 | 22 | 7 | 122 | 122 | 849 | 6.959
2010 | 2 | 22 | 8 | 139.6 | 139.6 | 944 | 6.7622
2010 | 2 | 22 | 9 | 136.5 | 136.5 | 925 | 6.7766
2010 | 2 | 22 | 10 | 150.4 | 150.4 | 1010 | 6.7154
2010 | 2 | 22 | 11 | 139.6 | 139.6 | 946 | 6.7765
2010 | 2 | 22 | 12 | 121.8 | 121.8 | 835 | 6.8555
2010 | 2 | 22 | 13 | 119.4 | 119.4 | 829 | 6.943
2010 | 2 | 22 | 14 | 116.4 | 116.4 | 802 | 6.89
2010 | 2 | 22 | 15 | 84.2 | 84.2 | 586 | 6.9596
2010 | 2 | 22 | 16 | 70.5 | 70.5 | 496 | 7.0355
2010 | 2 | 22 | 17 | 76.6 | 76.6 | 546 | 7.1279
2010 | 2 | 22 | 18 | 66.5 | 66.5 | 477 | 7.1729
2010 | 2 | 22 | 19 | 130.7 | 130.7 | 894 | 6.8401
2010 | 2 | 22 | 20 | 111.2 | 111.2 | 768 | 6.9065
2010 | 2 | 22 | 21 | 130.9 | 130.9 | 895 | 6.8373
2010 | 2 | 22 | 22 | 101.8 | 101.8 | 695 | 6.8271
2010 | 2 | 22 | 23 | 71.9 | 71.9 | 512 | 7.121
2010 | 2 | 22 | 24 | 55.5 | 55.5 | 395 | 7.1171
2010 | 2 | 23 | 1 | 33.6 | 33.6 | 237 | 7.0536
2010 | 2 | 23 | 2 | 20.7 | 20.7 | 150 | 7.2464
2010 | 2 | 23 | 3 | 44.9 | 44.9 | 327 | 7.2829
2010 | 2 | 23 | 4 | 51.9 | 51.9 | 376 | 7.2447
2010 | 2 | 23 | 5 | 48 | 48 | 347 | 7.2292
2010 | 2 | 23 | 6 | 63.6 | 63.6 | 459 | 7.217
2010 | 2 | 23 | 7 | 96.4 | 96.4 | 682 | 7.0747
2010 | 2 | 23 | 8 | 141.8 | 141.8 | 954 | 6.7278
2010 | 2 | 23 | 9 | 139.3 | 139.3 | 948 | 6.8055
2010 | 2 | 23 | 10 | 151.7 | 151.7 | 1001 | 6.5985
2010 | 2 | 23 | 11 | 119.6 | 119.6 | 813 | 6.7977
2010 | 2 | 23 | 12 | 102.5 | 102.5 | 712 | 6.9463
2010 | 2 | 23 | 13 | 90.1 | 90.1 | 629 | 6.9811
2010 | 2 | 23 | 14 | 85.5 | 85.5 | 604 | 7.0643
2010 | 2 | 23 | 15 | 82.9 | 82.9 | 583 | 7.0326
2010 | 2 | 23 | 16 | 85.8 | 85.8 | 598 | 6.9697
2010 | 2 | 23 | 17 | 78.7 | 78.7 | 556 | 7.0648
2010 | 2 | 23 | 18 | 92.6 | 92.6 | 657 | 7.095
2010 | 2 | 23 | 19 | 117.8 | 117.8 | 813 | 6.9015
2010 | 2 | 23 | 20 | 134.7 | 134.7 | 923 | 6.8523
2010 | 2 | 23 | 21 | 158.6 | 158.6 | 1051 | 6.6267
2010 | 2 | 23 | 22 | 140.3 | 140.3 | 940 | 6.6999
2010 | 2 | 23 | 23 | 100.5 | 100.5 | 697 | 6.9353
2010 | 2 | 23 | 24 | 88.4 | 88.4 | 536 | 6.0633
2010 | 2 | 24 | 1 | 52.3 | 52.3 | 374 | 7.1511
2010 | 2 | 24 | 2 | 21 | 21 | 144 | 6.8571
2010 | 2 | 24 | 3 | 12.8 | 12.8 | 89 | 6.9531
2010 | 2 | 24 | 4 | 21.2 | 21.2 | 154 | 7.2642
2010 | 2 | 24 | 5 | 24 | 24 | 171 | 7.125
2010 | 2 | 24 | 6 | 37.2 | 37.2 | 268 | 7.2043
2010 | 2 | 24 | 7 | 73.8 | 73.8 | 531 | 7.1951
2010 | 2 | 24 | 8 | 103 | 103 | 716 | 6.9515
2010 | 2 | 24 | 9 | 104.8 | 104.8 | 747 | 7.1279
2010 | 2 | 24 | 10 | 105.1 | 105.1 | 743 | 7.0695
2010 | 2 | 24 | 11 | 93.9 | 93.9 | 652 | 6.9436
2010 | 2 | 24 | 12 | 45 | 45 | 310 | 6.8889
2010 | 2 | 24 | 13 | 25.7 | 25.7 | 185 | 7.1984
2010 | 2 | 24 | 14 | 50.3 | 50.3 | 373 | 7.4155
2010 | 2 | 24 | 15 | 73.3 | 73.3 | 527 | 7.1896
2010 | 2 | 24 | 16 | 89.7 | 89.7 | 639 | 7.1237
2010 | 2 | 24 | 17 | 58 | 58 | 402 | 6.931
2010 | 2 | 24 | 18 | 63.3 | 63.3 | 464 | 7.3302
2010 | 2 | 24 | 19 | 125.1 | 125.1 | 870 | 6.9544
2010 | 2 | 24 | 20 | 136.6 | 136.6 | 933 | 6.8302
2010 | 2 | 24 | 21 | 132.7 | 132.7 | 895 | 6.7445
2010 | 2 | 24 | 22 | 105 | 105 | 726 | 6.9143
2010 | 2 | 24 | 23 | 47.6 | 47.6 | 329 | 6.9118
2010 | 2 | 24 | 24 | 29 | 29 | 207 | 7.1379
2010 | 2 | 25 | 1 | 14 | 14 | 99 | 7.0714
2010 | 2 | 25 | 2 | 15.8 | 15.8 | 108 | 6.8354
2010 | 2 | 25 | 3 | 16.9 | 16.9 | 124 | 7.3373
2010 | 2 | 25 | 4 | 29.7 | 29.7 | 214 | 7.2054
2010 | 2 | 25 | 5 | 34.2 | 34.2 | 247 | 7.2222
2010 | 2 | 25 | 6 | 43.1 | 43.1 | 313 | 7.2622
2010 | 2 | 25 | 7 | 86.3 | 86.3 | 617 | 7.1495
2010 | 2 | 25 | 8 | 130.1 | 130.1 | 888 | 6.8255
2010 | 2 | 25 | 9 | 136.3 | 136.3 | 936 | 6.8672
2010 | 2 | 25 | 10 | 130.2 | 130.2 | 882 | 6.7742
2010 | 2 | 25 | 11 | 87.9 | 87.9 | 602 | 6.8487
2010 | 2 | 25 | 12 | 52 | 52 | 361 | 6.9423
2010 | 2 | 25 | 13 | 35.3 | 35.3 | 254 | 7.1955
2010 | 2 | 25 | 14 | 39.2 | 39.2 | 287 | 7.3214
2010 | 2 | 25 | 15 | 62.9 | 62.9 | 456 | 7.2496
2010 | 2 | 25 | 16 | 73.3 | 73.3 | 524 | 7.1487
2010 | 2 | 25 | 17 | 72.2 | 72.2 | 515 | 7.133
2010 | 2 | 25 | 18 | 82.2 | 82.2 | 587 | 7.1411
2010 | 2 | 25 | 19 | 98.7 | 98.7 | 693 | 7.0213
2010 | 2 | 25 | 20 | 105 | 105 | 733 | 6.981
2010 | 2 | 25 | 21 | 112.4 | 112.4 | 778 | 6.9217
2010 | 2 | 25 | 22 | 100.5 | 100.5 | 699 | 6.9552
2010 | 2 | 25 | 23 | 71.9 | 71.9 | 502 | 6.9819
2010 | 2 | 25 | 24 | 53.4 | 53.4 | 382 | 7.1536
2010 | 2 | 26 | 1 | 15 | 15 | 98 | 6.5333
2010 | 2 | 26 | 2 | 12.2 | 12.2 | 82 | 6.7213
2010 | 2 | 26 | 3 | 12.5 | 12.5 | 86 | 6.88
2010 | 2 | 26 | 4 | 14.8 | 14.8 | 105 | 7.0946
2010 | 2 | 26 | 5 | 26.1 | 26.1 | 189 | 7.2414
2010 | 2 | 26 | 6 | 55.6 | 55.6 | 405 | 7.2842
2010 | 2 | 26 | 7 | 101.6 | 101.6 | 714 | 7.0276
2010 | 2 | 26 | 8 | 102.2 | 102.2 | 708 | 6.9276
2010 | 2 | 26 | 9 | 107.1 | 107.1 | 749 | 6.9935
2010 | 2 | 26 | 10 | 103.4 | 103.4 | 717 | 6.9342
2010 | 2 | 26 | 11 | 79.8 | 79.8 | 556 | 6.9674
2010 | 2 | 26 | 12 | 62.7 | 62.7 | 441 | 7.0335
2010 | 2 | 26 | 13 | 54.7 | 54.7 | 393 | 7.1846
2010 | 2 | 26 | 14 | 60.6 | 60.6 | 436 | 7.1947
2010 | 2 | 26 | 15 | 68.6 | 68.6 | 495 | 7.2157
2010 | 2 | 26 | 16 | 82.2 | 82.2 | 586 | 7.129
2010 | 2 | 26 | 17 | 75.7 | 75.7 | 537 | 7.0938
2010 | 2 | 26 | 18 | 76.3 | 76.3 | 543 | 7.1166
2010 | 2 | 26 | 19 | 73.4 | 73.4 | 519 | 7.0708
2010 | 2 | 26 | 20 | 82.8 | 82.8 | 591 | 7.1377
2010 | 2 | 26 | 21 | 100.7 | 100.7 | 709 | 7.0407
2010 | 2 | 26 | 22 | 110.3 | 110.3 | 763 | 6.9175
2010 | 2 | 26 | 23 | 74.6 | 74.6 | 519 | 6.9571
2010 | 2 | 26 | 24 | 35.1 | 35.1 | 247 | 7.037
2010 | 2 | 27 | 1 | 13.2 | 13.2 | 93 | 7.0455
2010 | 2 | 27 | 2 | 12.1 | 12.1 | 84 | 6.9421
2010 | 2 | 27 | 3 | 17.3 | 17.3 | 126 | 7.2832
2010 | 2 | 27 | 4 | 28.8 | 28.8 | 207 | 7.1875
2010 | 2 | 27 | 5 | 30.7 | 30.7 | 216 | 7.0358
2010 | 2 | 27 | 6 | 31.8 | 31.8 | 236 | 7.4214
2010 | 2 | 27 | 7 | 69.8 | 69.8 | 498 | 7.1347
2010 | 2 | 27 | 8 | 49.8 | 49.8 | 357 | 7.1687
2010 | 2 | 27 | 9 | 89.6 | 89.6 | 642 | 7.1652
2010 | 2 | 27 | 10 | 120.6 | 120.6 | 835 | 6.9237
2010 | 2 | 27 | 11 | 149.8 | 149.8 | 1017 | 6.7891
2010 | 2 | 27 | 12 | 135.2 | 135.2 | 913 | 6.753
2010 | 2 | 27 | 13 | 91.2 | 91.2 | 621 | 6.8092
2010 | 2 | 27 | 14 | 47.4 | 47.4 | 332 | 7.0042
2010 | 2 | 27 | 15 | 48.5 | 48.5 | 352 | 7.2577
2010 | 2 | 27 | 16 | 44.2 | 44.2 | 319 | 7.2172
2010 | 2 | 27 | 17 | 55.8 | 55.8 | 405 | 7.2581
2010 | 2 | 27 | 18 | 66.4 | 66.4 | 480 | 7.2289
2010 | 2 | 27 | 19 | 80.5 | 80.5 | 570 | 7.0807
2010 | 2 | 27 | 20 | 69.7 | 69.7 | 494 | 7.0875
2010 | 2 | 27 | 21 | 79.8 | 79.8 | 569 | 7.1303
2010 | 2 | 27 | 22 | 91.9 | 91.9 | 653 | 7.1055
2010 | 2 | 27 | 23 | 81.5 | 81.5 | 577 | 7.0798
2010 | 2 | 27 | 24 | 63.2 | 63.2 | 448 | 7.0886
2010 | 2 | 28 | 1 | 34.2 | 34.2 | 239 | 6.9883
2010 | 2 | 28 | 2 | 14 | 14 | 96 | 6.8571
2010 | 2 | 28 | 3 | 22 | 22 | 161 | 7.3182
2010 | 2 | 28 | 4 | 26.3 | 26.3 | 189 | 7.1863
2010 | 2 | 28 | 5 | 39.4 | 39.4 | 288 | 7.3096
2010 | 2 | 28 | 6 | 35.2 | 35.2 | 249 | 7.0739
2010 | 2 | 28 | 7 | 38.9 | 38.9 | 281 | 7.2237
2010 | 2 | 28 | 8 | 52.4 | 52.4 | 383 | 7.3092
2010 | 2 | 28 | 9 | 68.8 | 68.8 | 490 | 7.1221
2010 | 2 | 28 | 10 | 60.4 | 60.4 | 429 | 7.1026
2010 | 2 | 28 | 11 | 69 | 69 | 493 | 7.1449
2010 | 2 | 28 | 12 | 69.5 | 69.5 | 500 | 7.1942
2010 | 2 | 28 | 13 | 67.6 | 67.6 | 487 | 7.2041
2010 | 2 | 28 | 14 | 55.7 | 55.7 | 397 | 7.1275
2010 | 2 | 28 | 15 | 32.6 | 32.6 | 228 | 6.9939
2010 | 2 | 28 | 16 | 14.9 | 14.9 | 107 | 7.1812
2010 | 2 | 28 | 17 | 28.2 | 28.2 | 206 | 7.305
2010 | 2 | 28 | 18 | 66.2 | 66.2 | 482 | 7.281
2010 | 2 | 28 | 19 | 102.9 | 102.9 | 721 | 7.0068
2010 | 2 | 28 | 20 | 124.3 | 124.3 | 859 | 6.9107
2010 | 2 | 28 | 21 | 138.2 | 138.2 | 937 | 6.78
2010 | 2 | 28 | 22 | 105.2 | 105.2 | 719 | 6.8346
2010 | 2 | 28 | 23 | 57.5 | 57.5 | 394 | 6.8522
2010 | 2 | 28 | 24 | 21.3 | 21.3 | 147 | 6.9014
2010 | 3 | 1 | 1 | 12 | 12 | 82 | 6.8333
2010 | 3 | 1 | 2 | 12.7 | 12.7 | 89 | 7.0079
2010 | 3 | 1 | 3 | 13.6 | 13.6 | 95 | 6.9853
2010 | 3 | 1 | 4 | 12.9 | 12.9 | 89 | 6.8992
2010 | 3 | 1 | 5 | 20.4 | 20.4 | 146 | 7.1569
2010 | 3 | 1 | 6 | 38.2 | 38.2 | 282 | 7.3822
2010 | 3 | 1 | 7 | 100 | 100 | 698 | 6.98
2010 | 3 | 1 | 8 | 94.4 | 94.4 | 666 | 7.0551
2010 | 3 | 1 | 9 | 129.9 | 129.9 | 899 | 6.9207
2010 | 3 | 1 | 10 | 107 | 107 | 731 | 6.8318
2010 | 3 | 1 | 11 | 73.6 | 73.6 | 508 | 6.9022
2010 | 3 | 1 | 12 | 62.2 | 62.2 | 455 | 7.3151
2010 | 3 | 1 | 13 | 108.6 | 108.6 | 768 | 7.0718
2010 | 3 | 1 | 14 | 105.3 | 105.3 | 737 | 6.9991
2010 | 3 | 1 | 15 | 89.7 | 89.7 | 625 | 6.9677
2010 | 3 | 1 | 16 | 58.8 | 58.8 | 420 | 7.1429
2010 | 3 | 1 | 17 | 63.1 | 63.1 | 451 | 7.1474
2010 | 3 | 1 | 18 | 62.1 | 62.1 | 447 | 7.1981
2010 | 3 | 1 | 19 | 92.5 | 92.5 | 651 | 7.0378
2010 | 3 | 1 | 20 | 94.8 | 94.8 | 671 | 7.0781
2010 | 3 | 1 | 21 | 128.3 | 128.3 | 882 | 6.8745
2010 | 3 | 1 | 22 | 95.8 | 95.8 | 661 | 6.8998
2010 | 3 | 1 | 23 | 44.2 | 44.2 | 310 | 7.0136
2010 | 3 | 1 | 24 | 28.3 | 28.3 | 196 | 6.9258
2010 | 3 | 2 | 1 | 19 | 19 | 138 | 7.2632
2010 | 3 | 2 | 2 | 30.6 | 30.6 | 227 | 7.4183
2010 | 3 | 2 | 3 | 38 | 38 | 271 | 7.1316
2010 | 3 | 2 | 4 | 14.5 | 14.5 | 101 | 6.9655
2010 | 3 | 2 | 5 | 29.6 | 29.6 | 221 | 7.4662
2010 | 3 | 2 | 6 | 62.6 | 62.6 | 461 | 7.3642
2010 | 3 | 2 | 7 | 114 | 114 | 789 | 6.9211
2010 | 3 | 2 | 8 | 63.8 | 63.8 | 447 | 7.0063
2010 | 3 | 2 | 9 | 107.1 | 107.1 | 762 | 7.1148
2010 | 3 | 2 | 10 | 126.7 | 126.7 | 877 | 6.9219
2010 | 3 | 2 | 11 | 121.4 | 121.4 | 833 | 6.8616
2010 | 3 | 2 | 12 | 97.6 | 97.6 | 674 | 6.9057
2010 | 3 | 2 | 13 | 104 | 104 | 731 | 7.0288
2010 | 3 | 2 | 14 | 97.6 | 97.6 | 685 | 7.0184
2010 | 3 | 2 | 15 | 98.1 | 98.1 | 687 | 7.0031
2010 | 3 | 2 | 16 | 94.9 | 94.9 | 669 | 7.0495
2010 | 3 | 2 | 17 | 106.1 | 106.1 | 740 | 6.9746
2010 | 3 | 2 | 18 | 94.2 | 94.2 | 662 | 7.0276
2010 | 3 | 2 | 19 | 98.9 | 98.9 | 679 | 6.8655
2010 | 3 | 2 | 20 | 87.2 | 87.2 | 619 | 7.0986
2010 | 3 | 2 | 21 | 119.1 | 119.1 | 825 | 6.927
2010 | 3 | 2 | 22 | 101.4 | 101.4 | 700 | 6.9034
2010 | 3 | 2 | 23 | 52.1 | 52.1 | 368 | 7.0633
2010 | 3 | 2 | 24 | 53.6 | 53.6 | 382 | 7.1269
2010 | 3 | 3 | 1 | 32.4 | 32.4 | 232 | 7.1605
2010 | 3 | 3 | 2 | 30.1 | 30.1 | 219 | 7.2757
2010 | 3 | 3 | 3 | 52.4 | 52.4 | 380 | 7.2519
2010 | 3 | 3 | 4 | 35.3 | 35.3 | 250 | 7.0822
2010 | 3 | 3 | 5 | 34.3 | 34.3 | 252 | 7.3469
2010 | 3 | 3 | 6 | 60.4 | 60.4 | 433 | 7.1689
2010 | 3 | 3 | 7 | 85.7 | 85.7 | 609 | 7.1062
2010 | 3 | 3 | 8 | 95.8 | 95.8 | 674 | 7.0355
2010 | 3 | 3 | 9 | 121.9 | 121.9 | 849 | 6.9647
2010 | 3 | 3 | 10 | 126.5 | 126.5 | 871 | 6.8854
2010 | 3 | 3 | 11 | 118.2 | 118.2 | 801 | 6.7766
2010 | 3 | 3 | 12 | 90.1 | 90.1 | 625 | 6.9367
2010 | 3 | 3 | 13 | 96 | 96 | 684 | 7.125
2010 | 3 | 3 | 14 | 111.7 | 111.7 | 782 | 7.0009
2010 | 3 | 3 | 15 | 93.8 | 93.8 | 654 | 6.9723
2010 | 3 | 3 | 16 | 71.9 | 71.9 | 506 | 7.0376
2010 | 3 | 3 | 17 | 60.1 | 60.1 | 428 | 7.1215
2010 | 3 | 3 | 18 | 60.5 | 60.5 | 438 | 7.2397
2010 | 3 | 3 | 19 | 69.4 | 69.4 | 492 | 7.0893
2010 | 3 | 3 | 20 | 69.1 | 69.1 | 499 | 7.2214
2010 | 3 | 3 | 21 | 104.2 | 104.2 | 743 | 7.1305
2010 | 3 | 3 | 22 | 128.4 | 128.4 | 883 | 6.8769
2010 | 3 | 3 | 23 | 93.6 | 93.6 | 653 | 6.9765
2010 | 3 | 3 | 24 | 90.8 | 90.8 | 640 | 7.0485
2010 | 3 | 4 | 1 | 40.5 | 40.5 | 279 | 6.8889
2010 | 3 | 4 | 2 | 12.5 | 12.5 | 86 | 6.88
2010 | 3 | 4 | 3 | 12.5 | 12.5 | 86 | 6.88
2010 | 3 | 4 | 4 | 20.9 | 20.9 | 154 | 7.3684
2010 | 3 | 4 | 5 | 29.4 | 29.4 | 211 | 7.1769
2010 | 3 | 4 | 6 | 35.8 | 35.8 | 267 | 7.4581
2010 | 3 | 4 | 7 | 97 | 97 | 683 | 7.0412
2010 | 3 | 4 | 8 | 70.2 | 70.2 | 491 | 6.9943
2010 | 3 | 4 | 9 | 101.9 | 101.9 | 726 | 7.1246
2010 | 3 | 4 | 10 | 112.4 | 112.4 | 778 | 6.9217
2010 | 3 | 4 | 11 | 101 | 101 | 701 | 6.9406
2010 | 3 | 4 | 12 | 95.7 | 95.7 | 676 | 7.0637
2010 | 3 | 4 | 13 | 109.7 | 109.7 | 770 | 7.0191
2010 | 3 | 4 | 14 | 106.4 | 106.3 | 738 | 6.9426
2010 | 3 | 4 | 15 | 97.4 | 97.2 | 679 | 6.9856
2010 | 3 | 4 | 16 | 83.6 | 83.4 | 585 | 7.0144
2010 | 3 | 4 | 17 | 85 | 84.9 | 602 | 7.0907
2010 | 3 | 4 | 18 | 74.8 | 74.8 | 526 | 7.0321
2010 | 3 | 4 | 19 | 69.5 | 69.5 | 489 | 7.036
2010 | 3 | 4 | 20 | 67.7 | 67.7 | 475 | 7.0162
2010 | 3 | 4 | 21 | 65.1 | 65.1 | 473 | 7.2657
2010 | 3 | 4 | 22 | 98.4 | 98.4 | 694 | 7.0528
2010 | 3 | 4 | 23 | 38.4 | 38.4 | 260 | 6.7708
2010 | 3 | 4 | 24 | 28.1 | 28.1 | 199 | 7.0819
2010 | 3 | 5 | 1 | 13.5 | 13.5 | 96 | 7.1111
2010 | 3 | 5 | 2 | 28.9 | 28.9 | 215 | 7.4394
2010 | 3 | 5 | 3 | 43.1 | 43.1 | 311 | 7.2158
2010 | 3 | 5 | 4 | 41.4 | 41.4 | 298 | 7.1981
2010 | 3 | 5 | 5 | 42.7 | 42.7 | 315 | 7.377
2010 | 3 | 5 | 6 | 78.9 | 78.9 | 565 | 7.161
2010 | 3 | 5 | 7 | 81.1 | 81.1 | 576 | 7.1023
2010 | 3 | 5 | 8 | 88.4 | 88.4 | 623 | 7.0475
2010 | 3 | 5 | 9 | 111.1 | 111.1 | 786 | 7.0747
2010 | 3 | 5 | 10 | 132.9 | 132.9 | 913 | 6.8698
2010 | 3 | 5 | 11 | 117.3 | 117 | 802 | 6.8547
2010 | 3 | 5 | 12 | 85.9 | 85.6 | 591 | 6.9042
2010 | 3 | 5 | 13 | 71.2 | 70.9 | 510 | 7.1932
2010 | 3 | 5 | 14 | 73.3 | 73 | 518 | 7.0959
2010 | 3 | 5 | 15 | 54.4 | 54.2 | 385 | 7.1033
2010 | 3 | 5 | 16 | 48.9 | 48.9 | 352 | 7.1984
2010 | 3 | 5 | 17 | 45.2 | 45.2 | 326 | 7.2124
2010 | 3 | 5 | 18 | 53.4 | 53.4 | 388 | 7.2659
2010 | 3 | 5 | 19 | 67.8 | 67.8 | 487 | 7.1829
2010 | 3 | 5 | 20 | 88.9 | 88.9 | 629 | 7.0754
2010 | 3 | 5 | 21 | 106.4 | 106.4 | 750 | 7.0489
2010 | 3 | 5 | 22 | 116 | 116 | 805 | 6.9397
2010 | 3 | 5 | 23 | 70.5 | 70.5 | 480 | 6.8085
2010 | 3 | 5 | 24 | 36.9 | 36.9 | 264 | 7.1545
2010 | 3 | 6 | 1 | 16.6 | 16.6 | 118 | 7.1084
2010 | 3 | 6 | 2 | 26.7 | 26.7 | 192 | 7.191
2010 | 3 | 6 | 3 | 24.8 | 24.8 | 181 | 7.2984
2010 | 3 | 6 | 4 | 35.1 | 35.1 | 252 | 7.1795
2010 | 3 | 6 | 5 | 36 | 36 | 263 | 7.3056
2010 | 3 | 6 | 6 | 37.5 | 37.5 | 272 | 7.2533
2010 | 3 | 6 | 7 | 58.4 | 58.4 | 427 | 7.3116
2010 | 3 | 6 | 8 | 91.3 | 91.3 | 644 | 7.0537
2010 | 3 | 6 | 9 | 92 | 92 | 648 | 7.0435
2010 | 3 | 6 | 10 | 116.6 | 116.6 | 811 | 6.9554
2010 | 3 | 6 | 11 | 103.7 | 103.7 | 716 | 6.9045
2010 | 3 | 6 | 12 | 71.5 | 71.5 | 493 | 6.8951
2010 | 3 | 6 | 13 | 32.1 | 32.1 | 215 | 6.6978
2010 | 3 | 6 | 14 | 18.8 | 18.8 | 136 | 7.234
2010 | 3 | 6 | 15 | 28.7 | 28.7 | 213 | 7.4216
2010 | 3 | 6 | 16 | 50 | 50 | 363 | 7.26
2010 | 3 | 6 | 17 | 48.5 | 48.5 | 350 | 7.2165
2010 | 3 | 6 | 18 | 39.4 | 39.4 | 282 | 7.1574
2010 | 3 | 6 | 19 | 58 | 58 | 420 | 7.2414
2010 | 3 | 6 | 20 | 65.9 | 65.9 | 465 | 7.0561
2010 | 3 | 6 | 21 | 75.8 | 75.8 | 538 | 7.0976
2010 | 3 | 6 | 22 | 98.2 | 98.2 | 683 | 6.9552
2010 | 3 | 6 | 23 | 44.7 | 44.7 | 304 | 6.8009
2010 | 3 | 6 | 24 | 21.6 | 21.6 | 150 | 6.9444
2010 | 3 | 7 | 1 | 30.3 | 30.3 | 218 | 7.1947
2010 | 3 | 7 | 2 | 18.6 | 18.6 | 137 | 7.3656
2010 | 3 | 7 | 3 | 26.2 | 26.2 | 185 | 7.0611
2010 | 3 | 7 | 4 | 20.7 | 20.7 | 148 | 7.1498
2010 | 3 | 7 | 5 | 30.7 | 30.7 | 222 | 7.2313
2010 | 3 | 7 | 6 | 32.4 | 32.4 | 236 | 7.284
2010 | 3 | 7 | 7 | 41.4 | 41.4 | 294 | 7.1014
2010 | 3 | 7 | 8 | 23 | 23 | 163 | 7.087
2010 | 3 | 7 | 9 | 38.1 | 38.1 | 274 | 7.1916
2010 | 3 | 7 | 10 | 44.6 | 44.6 | 326 | 7.3094
2010 | 3 | 7 | 11 | 67.1 | 67.1 | 487 | 7.2578
2010 | 3 | 7 | 12 | 58.7 | 58.7 | 423 | 7.2061
2010 | 3 | 7 | 13 | 64.3 | 64.3 | 455 | 7.0762
2010 | 3 | 7 | 14 | 20.3 | 20.3 | 134 | 6.601
2010 | 3 | 7 | 15 | 19.5 | 19.5 | 143 | 7.3333
2010 | 3 | 7 | 16 | 23.8 | 23.8 | 176 | 7.395
2010 | 3 | 7 | 17 | 24.1 | 24.1 | 168 | 6.971
2010 | 3 | 7 | 18 | 15.4 | 15.4 | 111 | 7.2078
2010 | 3 | 7 | 19 | 20.7 | 20.7 | 150 | 7.2464
2010 | 3 | 7 | 20 | 21.4 | 21.4 | 149 | 6.9626
2010 | 3 | 7 | 21 | 29.8 | 29.8 | 220 | 7.3826
2010 | 3 | 7 | 22 | 48.5 | 48.5 | 351 | 7.2371
2010 | 3 | 7 | 23 | 35 | 35 | 253 | 7.2286
2010 | 3 | 7 | 24 | 23.8 | 23.8 | 169 | 7.1008
2010 | 3 | 8 | 1 | 15.5 | 15.5 | 110 | 7.0968
2010 | 3 | 8 | 2 | 12 | 12 | 83 | 6.9167
2010 | 3 | 8 | 3 | 11.9 | 11.9 | 83 | 6.9748
2010 | 3 | 8 | 4 | 11.8 | 11.8 | 83 | 7.0339
2010 | 3 | 8 | 5 | 15.1 | 15.1 | 106 | 7.0199
2010 | 3 | 8 | 6 | 27.4 | 27.4 | 203 | 7.4088
2010 | 3 | 8 | 7 | 77.9 | 77.9 | 556 | 7.1374
2010 | 3 | 8 | 8 | 93.8 | 93.8 | 663 | 7.0682
2010 | 3 | 8 | 9 | 114.7 | 114.7 | 807 | 7.0357
2010 | 3 | 8 | 10 | 76.7 | 76.7 | 524 | 6.8318
2010 | 3 | 8 | 11 | 47.2 | 47.2 | 346 | 7.3305
2010 | 3 | 8 | 12 | 96.1 | 96.1 | 691 | 7.1904
2010 | 3 | 8 | 13 | 109.9 | 104.2 | 740 | 7.1017
2010 | 3 | 8 | 14 | 110.8 | 110.8 | 761 | 6.8682
2010 | 3 | 8 | 15 | 77.8 | 77.8 | 543 | 6.9794
2010 | 3 | 8 | 16 | 88.2 | 88.2 | 637 | 7.2222
2010 | 3 | 8 | 17 | 130.9 | 130.9 | 902 | 6.8908
2010 | 3 | 8 | 18 | 113 | 113 | 779 | 6.8938
2010 | 3 | 8 | 19 | 134.2 | 134.2 | 898 | 6.6915
2010 | 3 | 8 | 20 | 87.2 | 87.2 | 589 | 6.7546
2010 | 3 | 8 | 21 | 101.3 | 101.3 | 711 | 7.0188
2010 | 3 | 8 | 22 | 113.1 | 113.1 | 777 | 6.87
2010 | 3 | 8 | 23 | 72.1 | 72.1 | 502 | 6.9626
2010 | 3 | 8 | 24 | 55.4 | 55.4 | 382 | 6.8953
2010 | 3 | 9 | 1 | 16.6 | 16.6 | 112 | 6.747
2010 | 3 | 9 | 2 | 12.1 | 12.1 | 82 | 6.7769
2010 | 3 | 9 | 3 | 24.6 | 24.6 | 184 | 7.4797
2010 | 3 | 9 | 4 | 43.9 | 43.9 | 319 | 7.2665
2010 | 3 | 9 | 5 | 51.4 | 51.4 | 370 | 7.1984
2010 | 3 | 9 | 6 | 45.5 | 45.5 | 329 | 7.2308
2010 | 3 | 9 | 7 | 95.6 | 95.6 | 670 | 7.0084
2010 | 3 | 9 | 8 | 88.1 | 88.1 | 623 | 7.0715
2010 | 3 | 9 | 9 | 107.1 | 107.1 | 746 | 6.9655
2010 | 3 | 9 | 10 | 90.3 | 90.3 | 622 | 6.8882
2010 | 3 | 9 | 11 | 82.7 | 82.7 | 581 | 7.0254
2010 | 3 | 9 | 12 | 99.9 | 99.9 | 702 | 7.027
2010 | 3 | 9 | 13 | 121.2 | 121.2 | 834 | 6.8812
2010 | 3 | 9 | 14 | 113.2 | 113.2 | 727 | 6.4223
2010 | 3 | 9 | 15 | 75.8 | 75.8 | 530 | 6.9921
2010 | 3 | 9 | 16 | 77.2 | 77.2 | 551 | 7.1373
2010 | 3 | 9 | 17 | 102.3 | 102.3 | 719 | 7.0283
2010 | 3 | 9 | 18 | 117.3 | 117.3 | 814 | 6.9395
2010 | 3 | 9 | 19 | 143.3 | 143.3 | 957 | 6.6783
2010 | 3 | 9 | 20 | 118.4 | 118.4 | 799 | 6.7483
2010 | 3 | 9 | 21 | 114.8 | 114.8 | 796 | 6.9338
2010 | 3 | 9 | 22 | 111.8 | 111.8 | 766 | 6.8515
2010 | 3 | 9 | 23 | 87.2 | 87.2 | 608 | 6.9725
2010 | 3 | 9 | 24 | 74.6 | 74.6 | 530 | 7.1046
2010 | 3 | 10 | 1 | 60.2 | 60.2 | 430 | 7.1429
2010 | 3 | 10 | 2 | 63.6 | 63.6 | 455 | 7.1541
2010 | 3 | 10 | 3 | 54.3 | 54.3 | 384 | 7.0718
2010 | 3 | 10 | 4 | 56.5 | 56.5 | 411 | 7.2743
2010 | 3 | 10 | 5 | 76.2 | 76.2 | 549 | 7.2047
2010 | 3 | 10 | 6 | 84.7 | 84.7 | 603 | 7.1192
2010 | 3 | 10 | 7 | 114.9 | 114.9 | 797 | 6.9365
2010 | 3 | 10 | 8 | 117.7 | 117.7 | 788 | 6.695
2010 | 3 | 10 | 9 | 103.2 | 103.2 | 713 | 6.9089
2010 | 3 | 10 | 10 | 96 | 96 | 680 | 7.0833
2010 | 3 | 10 | 11 | 103.5 | 103.5 | 725 | 7.0048
2010 | 3 | 10 | 12 | 90.5 | 90.5 | 633 | 6.9945
2010 | 3 | 10 | 13 | 79.6 | 79.6 | 560 | 7.0352
2010 | 3 | 10 | 14 | 81.3 | 81.3 | 580 | 7.1341
2010 | 3 | 10 | 15 | 77.1 | 77.1 | 547 | 7.0947
2010 | 3 | 10 | 16 | 72.7 | 72.7 | 520 | 7.1527
2010 | 3 | 10 | 17 | 72.6 | 72.6 | 520 | 7.1625
2010 | 3 | 10 | 18 | 89.3 | 89.3 | 631 | 7.0661
2010 | 3 | 10 | 19 | 86.3 | 86.3 | 598 | 6.9293
2010 | 3 | 10 | 20 | 94.7 | 94.7 | 673 | 7.1067
2010 | 3 | 10 | 21 | 109.3 | 109.3 | 763 | 6.9808
2010 | 3 | 10 | 22 | 91.7 | 91.7 | 633 | 6.9029
2010 | 3 | 10 | 23 | 38.6 | 38.6 | 268 | 6.943
2010 | 3 | 10 | 24 | 44.7 | 44.7 | 326 | 7.2931
2010 | 3 | 11 | 1 | 34.5 | 34.5 | 238 | 6.8986
2010 | 3 | 11 | 2 | 15.1 | 15.1 | 110 | 7.2848
2010 | 3 | 11 | 3 | 34.9 | 34.9 | 255 | 7.3066
2010 | 3 | 11 | 4 | 41.1 | 41.1 | 302 | 7.3479
2010 | 3 | 11 | 5 | 80.3 | 80.3 | 572 | 7.1233
2010 | 3 | 11 | 6 | 99.7 | 99.7 | 692 | 6.9408
2010 | 3 | 11 | 7 | 98.5 | 98.5 | 688 | 6.9848
2010 | 3 | 11 | 8 | 94.3 | 94.3 | 649 | 6.8823
2010 | 3 | 11 | 9 | 94.5 | 94.5 | 669 | 7.0794
2010 | 3 | 11 | 10 | 132.7 | 132.7 | 920 | 6.9329
2010 | 3 | 11 | 11 | 134.8 | 134.8 | 909 | 6.7433
2010 | 3 | 11 | 12 | 100.1 | 100.1 | 685 | 6.8432
2010 | 3 | 11 | 13 | 83.6 | 83.6 | 467 | 5.5861
2010 | 3 | 11 | 14 | 63 | 63 | 451 | 7.1587
2010 | 3 | 11 | 15 | 81.4 | 81.4 | 587 | 7.2113
2010 | 3 | 11 | 16 | 95.7 | 95.7 | 679 | 7.0951
2010 | 3 | 11 | 17 | 98.3 | 98.3 | 689 | 7.0092
2010 | 3 | 11 | 18 | 86.6 | 86.6 | 608 | 7.0208
2010 | 3 | 11 | 19 | 100.1 | 100.1 | 699 | 6.983
2010 | 3 | 11 | 20 | 112.9 | 112.9 | 775 | 6.8645
2010 | 3 | 11 | 21 | 118.2 | 118.2 | 807 | 6.8274
2010 | 3 | 11 | 22 | 82.7 | 82.7 | 572 | 6.9166
2010 | 3 | 11 | 23 | 53.6 | 53.6 | 378 | 7.0522
2010 | 3 | 11 | 24 | 39.2 | 39.2 | 276 | 7.0408
2010 | 3 | 12 | 1 | 17 | 17 | 123 | 7.2353
2010 | 3 | 12 | 2 | 19.4 | 19.4 | 138 | 7.1134
2010 | 3 | 12 | 3 | 27 | 27 | 193 | 7.1481
2010 | 3 | 12 | 4 | 50.4 | 50.4 | 365 | 7.2421
2010 | 3 | 12 | 5 | 56.1 | 56.1 | 406 | 7.2371
2010 | 3 | 12 | 6 | 59.6 | 59.6 | 428 | 7.1812
2010 | 3 | 12 | 7 | 75.5 | 75.5 | 545 | 7.2185
2010 | 3 | 12 | 8 | 91.2 | 91.2 | 639 | 7.0066
2010 | 3 | 12 | 9 | 77.8 | 77.8 | 553 | 7.108
2010 | 3 | 12 | 10 | 94 | 94 | 669 | 7.117
2010 | 3 | 12 | 11 | 89.8 | 89.8 | 632 | 7.0379
2010 | 3 | 12 | 12 | 84.9 | 84.9 | 599 | 7.0554
2010 | 3 | 12 | 13 | 82.8 | 82.8 | 592 | 7.1498
2010 | 3 | 12 | 14 | 89.9 | 89.9 | 635 | 7.0634
2010 | 3 | 12 | 15 | 70.4 | 70.4 | 500 | 7.1023
2010 | 3 | 12 | 16 | 43.4 | 43.4 | 308 | 7.0968
2010 | 3 | 12 | 17 | 31.7 | 31.7 | 225 | 7.0978
2010 | 3 | 12 | 18 | 60.5 | 60.5 | 443 | 7.3223
2010 | 3 | 12 | 19 | 113.5 | 113.5 | 794 | 6.9956
2010 | 3 | 12 | 20 | 141.2 | 141.2 | 956 | 6.7705
2010 | 3 | 12 | 21 | 120.6 | 120.6 | 824 | 6.8325
2010 | 3 | 12 | 22 | 109.5 | 109.5 | 760 | 6.9406
2010 | 3 | 12 | 23 | 78 | 78 | 541 | 6.9359
2010 | 3 | 12 | 24 | 41.9 | 41.9 | 297 | 7.0883
2010 | 3 | 13 | 1 | 25.5 | 25.5 | 184 | 7.2157
2010 | 3 | 13 | 2 | 35.9 | 35.9 | 260 | 7.2423
2010 | 3 | 13 | 3 | 14.8 | 14.8 | 101 | 6.8243
2010 | 3 | 13 | 4 | 24.5 | 24.5 | 182 | 7.4286
2010 | 3 | 13 | 5 | 35.8 | 35.8 | 255 | 7.1229
2010 | 3 | 13 | 6 | 42.9 | 42.9 | 318 | 7.4126
2010 | 3 | 13 | 7 | 80.1 | 80.1 | 578 | 7.216
2010 | 3 | 13 | 8 | 98.1 | 98.1 | 688 | 7.0133
2010 | 3 | 13 | 9 | 98.1 | 98.1 | 696 | 7.0948
2010 | 3 | 13 | 10 | 105.7 | 105.7 | 739 | 6.9915
2010 | 3 | 13 | 11 | 86 | 86 | 603 | 7.0116
2010 | 3 | 13 | 12 | 60.3 | 60.3 | 415 | 6.8823
2010 | 3 | 13 | 13 | 35.9 | 35.9 | 257 | 7.1588
2010 | 3 | 13 | 14 | 54.8 | 54.8 | 398 | 7.2628
2010 | 3 | 13 | 15 | 59.8 | 59.8 | 433 | 7.2408
2010 | 3 | 13 | 16 | 73.7 | 73.7 | 528 | 7.1642
2010 | 3 | 13 | 17 | 76.2 | 76.2 | 546 | 7.1654
2010 | 3 | 13 | 18 | 68.7 | 68.7 | 494 | 7.1907
2010 | 3 | 13 | 19 | 84.4 | 84.4 | 584 | 6.9194
2010 | 3 | 13 | 20 | 54.9 | 54.9 | 388 | 7.0674
2010 | 3 | 13 | 21 | 81.4 | 81.4 | 585 | 7.1867
2010 | 3 | 13 | 22 | 82.6 | 82.6 | 577 | 6.9855
2010 | 3 | 13 | 23 | 65.8 | 65.8 | 456 | 6.9301
2010 | 3 | 13 | 24 | 37.3 | 37.3 | 259 | 6.9437
2010 | 3 | 14 | 1 | 29.2 | 29.2 | 210 | 7.1918
2010 | 3 | 14 | 2 | 41.4 | 41.4 | 301 | 7.2705
2010 | 3 | 14 | 4 | 38.6 | 38.6 | 280 | 7.2539
2010 | 3 | 14 | 5 | 43.6 | 43.6 | 311 | 7.133
2010 | 3 | 14 | 6 | 36.7 | 36.7 | 264 | 7.1935
2010 | 3 | 14 | 7 | 52.5 | 52.5 | 377 | 7.181
2010 | 3 | 14 | 8 | 54.8 | 54.8 | 396 | 7.2263
2010 | 3 | 14 | 9 | 57.5 | 57.5 | 409 | 7.113
2010 | 3 | 14 | 10 | 60.4 | 60.4 | 440 | 7.2848
2010 | 3 | 14 | 11 | 71.4 | 71.4 | 511 | 7.1569
2010 | 3 | 14 | 12 | 74.3 | 74.3 | 528 | 7.1063
2010 | 3 | 14 | 13 | 72.6 | 72.6 | 522 | 7.1901
2010 | 3 | 14 | 14 | 59.1 | 59.1 | 415 | 7.022
2010 | 3 | 14 | 15 | 42.9 | 42.9 | 316 | 7.366
2010 | 3 | 14 | 16 | 41.4 | 41.4 | 300 | 7.2464
2010 | 3 | 14 | 17 | 50.9 | 50.9 | 370 | 7.2692
2010 | 3 | 14 | 18 | 65.6 | 65.6 | 473 | 7.2104
2010 | 3 | 14 | 19 | 75.7 | 75.7 | 540 | 7.1334
2010 | 3 | 14 | 20 | 100.4 | 100.4 | 703 | 7.002
2010 | 3 | 14 | 21 | 88.2 | 88.2 | 615 | 6.9728
2010 | 3 | 14 | 22 | 72.6 | 72.6 | 516 | 7.1074
2010 | 3 | 14 | 23 | 73.1 | 73.1 | 508 | 6.9494
2010 | 3 | 14 | 24 | 30.2 | 30.2 | 207 | 6.8543
2010 | 3 | 15 | 1 | 18.2 | 18.2 | 129 | 7.0879
2010 | 3 | 15 | 2 | 16.8 | 16.8 | 123 | 7.3214
2010 | 3 | 15 | 3 | 19.4 | 19.4 | 141 | 7.268
2010 | 3 | 15 | 4 | 19.8 | 19.8 | 143 | 7.2222
2010 | 3 | 15 | 5 | 28.6 | 28.6 | 206 | 7.2028
2010 | 3 | 15 | 6 | 42.2 | 42.2 | 311 | 7.3697
2010 | 3 | 15 | 7 | 80.2 | 80.2 | 574 | 7.1571
2010 | 3 | 15 | 8 | 103.1 | 103.1 | 717 | 6.9544
2010 | 3 | 15 | 9 | 116.8 | 116.8 | 813 | 6.9606
2010 | 3 | 15 | 10 | 126.5 | 126.5 | 871 | 6.8854
2010 | 3 | 15 | 11 | 115 | 115 | 790 | 6.8696
2010 | 3 | 15 | 12 | 86.1 | 86.1 | 593 | 6.8873
2010 | 3 | 15 | 13 | 68.8 | 68.8 | 489 | 7.1076
2010 | 3 | 15 | 14 | 92.4 | 92.4 | 664 | 7.1861
2010 | 3 | 15 | 15 | 92.9 | 92.9 | 652 | 7.0183
2010 | 3 | 15 | 16 | 67 | 67 | 472 | 7.0448
2010 | 3 | 15 | 17 | 35 | 35 | 241 | 6.8857
2010 | 3 | 15 | 18 | 13.1 | 13.1 | 88 | 6.7176
2010 | 3 | 15 | 19 | 19.2 | 19.2 | 139 | 7.2396
2010 | 3 | 15 | 20 | 61.7 | 61.7 | 451 | 7.3096
2010 | 3 | 15 | 21 | 80.4 | 80.4 | 578 | 7.1891
2010 | 3 | 15 | 22 | 87.8 | 87.8 | 626 | 7.1298
2010 | 3 | 15 | 23 | 65.3 | 65.3 | 454 | 6.9525
2010 | 3 | 15 | 24 | 24.1 | 24.1 | 164 | 6.805
2010 | 3 | 16 | 1 | 14.9 | 14.9 | 107 | 7.1812
2010 | 3 | 16 | 2 | 19.2 | 19.2 | 142 | 7.3958
2010 | 3 | 16 | 3 | 51.7 | 28.7 | 207 | 7.2125
2010 | 3 | 16 | 4 | 22.2 | 21.9 | 158 | 7.2146
2010 | 3 | 16 | 5 | 23 | 23 | 165 | 7.1739
2010 | 3 | 16 | 6 | 59.9 | 59.9 | 425 | 7.0952
2010 | 3 | 16 | 7 | 128.1 | 128.1 | 878 | 6.854
2010 | 3 | 16 | 8 | 106.6 | 106.6 | 723 | 6.7824
2010 | 3 | 16 | 9 | 90 | 89.9 | 636 | 7.0745
2010 | 3 | 16 | 10 | 123.8 | 123.4 | 862 | 6.9854
2010 | 3 | 16 | 11 | 134.1 | 133.7 | 908 | 6.7913
2010 | 3 | 16 | 12 | 127.2 | 126.9 | 863 | 6.8006
2010 | 3 | 16 | 13 | 92.8 | 92.5 | 633 | 6.8432
2010 | 3 | 16 | 14 | 81.5 | 81.2 | 572 | 7.0443
2010 | 3 | 16 | 15 | 84.2 | 83.8 | 589 | 7.0286
2010 | 3 | 16 | 16 | 68.1 | 68 | 469 | 6.8971
2010 | 3 | 16 | 17 | 61.5 | 61.5 | 441 | 7.1707
2010 | 3 | 16 | 18 | 48.5 | 48.5 | 343 | 7.0722
2010 | 3 | 16 | 19 | 43 | 43 | 319 | 7.4186
2010 | 3 | 16 | 20 | 68.6 | 68.6 | 489 | 7.1283
2010 | 3 | 16 | 21 | 62.4 | 62.4 | 453 | 7.2596
2010 | 3 | 16 | 22 | 102 | 102 | 724 | 7.098
2010 | 3 | 16 | 23 | 87.9 | 87.9 | 607 | 6.9056
2010 | 3 | 16 | 24 | 42.5 | 42.5 | 306 | 7.2
2010 | 3 | 17 | 1 | 23.6 | 23.6 | 169 | 7.161
2010 | 3 | 17 | 2 | 13.2 | 13.2 | 91 | 6.8939
2010 | 3 | 17 | 3 | 20.6 | 20.6 | 151 | 7.3301
2010 | 3 | 17 | 4 | 20.7 | 20.7 | 150 | 7.2464
2010 | 3 | 17 | 5 | 32.8 | 32.8 | 241 | 7.3476
2010 | 3 | 17 | 6 | 42.3 | 42.3 | 308 | 7.2813
2010 | 3 | 17 | 7 | 62.6 | 62.6 | 459 | 7.3323
2010 | 3 | 17 | 8 | 83.4 | 83.4 | 593 | 7.1103
2010 | 3 | 17 | 9 | 79.9 | 79.9 | 561 | 7.0213
2010 | 3 | 17 | 10 | 62.9 | 62.9 | 451 | 7.1701
2010 | 3 | 17 | 11 | 56.7 | 56.7 | 405 | 7.1429
2010 | 3 | 17 | 12 | 41.7 | 41.7 | 290 | 6.9544
2010 | 3 | 17 | 13 | 32.1 | 32.1 | 237 | 7.3832
2010 | 3 | 17 | 14 | 60 | 60 | 436 | 7.2667
2010 | 3 | 17 | 15 | 63.3 | 63.3 | 451 | 7.1248
2010 | 3 | 17 | 16 | 37.5 | 37.5 | 266 | 7.0933
2010 | 3 | 17 | 17 | 46.4 | 46.4 | 346 | 7.4569
2010 | 3 | 17 | 18 | 85.1 | 85.1 | 622 | 7.309
2010 | 3 | 17 | 19 | 73.9 | 66.8 | 481 | 7.2006
2010 | 3 | 17 | 20 | 75.9 | 75.9 | 537 | 7.0751
2010 | 3 | 17 | 21 | 68.2 | 68.2 | 481 | 7.0528
2010 | 3 | 17 | 22 | 77.2 | 77.2 | 557 | 7.215
2010 | 3 | 17 | 23 | 63.4 | 63.4 | 451 | 7.1136
2010 | 3 | 17 | 24 | 41.7 | 41.7 | 302 | 7.2422
2010 | 3 | 18 | 1 | 18 | 18 | 122 | 6.7778
2010 | 3 | 18 | 2 | 12.8 | 12.8 | 93 | 7.2656
2010 | 3 | 18 | 3 | 60.3 | 57.5 | 420 | 7.3043
2010 | 3 | 18 | 4 | 68.1 | 45.3 | 324 | 7.1523
2010 | 3 | 18 | 5 | 36.3 | 36.3 | 269 | 7.4105
2010 | 3 | 18 | 6 | 46.2 | 46.2 | 341 | 7.381
2010 | 3 | 18 | 7 | 120.3 | 120.3 | 855 | 7.1072
2010 | 3 | 18 | 8 | 137.5 | 137.5 | 925 | 6.7273
2010 | 3 | 18 | 9 | 108.2 | 108.2 | 749 | 6.9224
2010 | 3 | 18 | 10 | 98.1 | 98.1 | 693 | 7.0642
2010 | 3 | 18 | 11 | 107.4 | 107.4 | 753 | 7.0112
2010 | 3 | 18 | 12 | 101.4 | 101.2 | 705 | 6.9664
2010 | 3 | 18 | 13 | 107.5 | 107.3 | 762 | 7.1016
2010 | 3 | 18 | 14 | 123.6 | 123.4 | 858 | 6.953
2010 | 3 | 18 | 15 | 102.7 | 102.6 | 718 | 6.9981
2010 | 3 | 18 | 16 | 88.1 | 88.1 | 624 | 7.0829
2010 | 3 | 18 | 17 | 77.7 | 77.7 | 548 | 7.0528
2010 | 3 | 18 | 18 | 70.7 | 70.7 | 508 | 7.1853
2010 | 3 | 18 | 19 | 71.9 | 71.9 | 518 | 7.2045
2010 | 3 | 18 | 20 | 101.7 | 101.7 | 724 | 7.119
2010 | 3 | 18 | 21 | 89.5 | 89.5 | 623 | 6.9609
2010 | 3 | 18 | 22 | 78.1 | 78.1 | 550 | 7.0423
2010 | 3 | 18 | 23 | 83.2 | 83.2 | 589 | 7.0793
2010 | 3 | 18 | 24 | 58.5 | 58.5 | 416 | 7.1111
2010 | 3 | 19 | 1 | 20.2 | 20.2 | 136 | 6.7327
2010 | 3 | 19 | 2 | 19.5 | 19.5 | 137 | 7.0256
2010 | 3 | 19 | 3 | 19.3 | 19.3 | 143 | 7.4093
2010 | 3 | 19 | 4 | 26.1 | 26.1 | 186 | 7.1264
2010 | 3 | 19 | 5 | 39.7 | 39.7 | 291 | 7.33
2010 | 3 | 19 | 6 | 49.2 | 49.2 | 357 | 7.2561
2010 | 3 | 19 | 7 | 84.2 | 84.2 | 601 | 7.1378
2010 | 3 | 19 | 8 | 102.1 | 102.1 | 710 | 6.954
2010 | 3 | 19 | 9 | 114.7 | 114.7 | 806 | 7.027
2010 | 3 | 19 | 10 | 143.1 | 143.1 | 968 | 6.7645
2010 | 3 | 19 | 11 | 112.4 | 112.4 | 767 | 6.8238
2010 | 3 | 19 | 12 | 70 | 70 | 485 | 6.9286
2010 | 3 | 19 | 13 | 59.1 | 59.1 | 425 | 7.1912
2010 | 3 | 19 | 14 | 74.1 | 74.1 | 538 | 7.2605
2010 | 3 | 19 | 15 | 89.3 | 89.3 | 636 | 7.1221
2010 | 3 | 19 | 16 | 78.6 | 78.6 | 559 | 7.112
2010 | 3 | 19 | 17 | 68.1 | 68.1 | 477 | 7.0044
2010 | 3 | 19 | 18 | 36.6 | 36.6 | 257 | 7.0219
2010 | 3 | 19 | 19 | 32.2 | 32.2 | 240 | 7.4534
2010 | 3 | 19 | 20 | 82.5 | 82.5 | 597 | 7.2364
2010 | 3 | 19 | 21 | 87.5 | 87.5 | 621 | 7.0971
2010 | 3 | 19 | 22 | 92.4 | 92.4 | 649 | 7.0238
2010 | 3 | 19 | 23 | 63.8 | 63.8 | 448 | 7.0219
2010 | 3 | 19 | 24 | 41.3 | 41.3 | 299 | 7.2397
2010 | 3 | 20 | 1 | 38.3 | 38.3 | 279 | 7.2846
2010 | 3 | 20 | 2 | 24.9 | 24.9 | 174 | 6.988
2010 | 3 | 20 | 3 | 24 | 24 | 172 | 7.1667
2010 | 3 | 20 | 4 | 24.1 | 24.1 | 176 | 7.3029
2010 | 3 | 20 | 5 | 34.2 | 34.2 | 249 | 7.2807
2010 | 3 | 20 | 6 | 50.8 | 50.8 | 374 | 7.3622
2010 | 3 | 20 | 7 | 68.8 | 68.8 | 499 | 7.2529
2010 | 3 | 20 | 8 | 86.1 | 86.1 | 607 | 7.0499
2010 | 3 | 20 | 9 | 100.3 | 100.3 | 706 | 7.0389
2010 | 3 | 20 | 10 | 116.1 | 116.1 | 806 | 6.9423
2010 | 3 | 20 | 11 | 114.2 | 114.2 | 789 | 6.9089
2010 | 3 | 20 | 12 | 80.2 | 80.2 | 550 | 6.8579
2010 | 3 | 20 | 13 | 23.1 | 23.1 | 154 | 6.6667
2010 | 3 | 20 | 14 | 13.9 | 13.9 | 99 | 7.1223
2010 | 3 | 20 | 15 | 37.9 | 37.9 | 285 | 7.5198
2010 | 3 | 20 | 16 | 62.9 | 62.9 | 456 | 7.2496
2010 | 3 | 20 | 17 | 55.8 | 55.8 | 404 | 7.2401
2010 | 3 | 20 | 18 | 50.8 | 50.8 | 365 | 7.185
2010 | 3 | 20 | 19 | 45 | 45 | 322 | 7.1556
2010 | 3 | 20 | 20 | 49.2 | 49.2 | 361 | 7.3374
2010 | 3 | 20 | 21 | 42.2 | 42.2 | 301 | 7.1327
2010 | 3 | 20 | 22 | 39.5 | 39.5 | 281 | 7.1139
2010 | 3 | 20 | 23 | 30.8 | 30.8 | 225 | 7.3052
2010 | 3 | 20 | 24 | 20.1 | 20.1 | 139 | 6.9154
2010 | 3 | 21 | 1 | 13.6 | 13.6 | 100 | 7.3529
2010 | 3 | 21 | 2 | 13.6 | 13.6 | 97 | 7.1324
2010 | 3 | 21 | 3 | 23.2 | 23.2 | 166 | 7.1552
2010 | 3 | 21 | 4 | 16.1 | 16.1 | 118 | 7.3292
2010 | 3 | 21 | 5 | 44.5 | 44.5 | 329 | 7.3933
2010 | 3 | 21 | 6 | 29.6 | 29.6 | 209 | 7.0608
2010 | 3 | 21 | 7 | 42.5 | 42.5 | 313 | 7.3647
2010 | 3 | 21 | 8 | 32.4 | 32.4 | 225 | 6.9444
2010 | 3 | 21 | 9 | 38.5 | 38.5 | 285 | 7.4026
2010 | 3 | 21 | 10 | 52.5 | 52.5 | 379 | 7.219
2010 | 3 | 21 | 11 | 67.1 | 67.1 | 490 | 7.3025
2010 | 3 | 21 | 12 | 62.5 | 62.5 | 444 | 7.104
2010 | 3 | 21 | 13 | 41.4 | 41.4 | 292 | 7.0531
2010 | 3 | 21 | 14 | 26.8 | 26.8 | 184 | 6.8657
2010 | 3 | 21 | 15 | 23.7 | 23.7 | 174 | 7.3418
2010 | 3 | 21 | 16 | 30.5 | 30.5 | 231 | 7.5738
2010 | 3 | 21 | 17 | 28.7 | 28.7 | 194 | 6.7596
2010 | 3 | 21 | 18 | 20.5 | 20.5 | 147 | 7.1707
2010 | 3 | 21 | 19 | 34.3 | 34.3 | 250 | 7.2886
2010 | 3 | 21 | 20 | 81.8 | 81.8 | 587 | 7.176
2010 | 3 | 21 | 21 | 43 | 43 | 306 | 7.1163
2010 | 3 | 21 | 22 | 69.1 | 68.2 | 487 | 7.1408
2010 | 3 | 21 | 23 | 32.2 | 32.2 | 223 | 6.9255
2010 | 3 | 21 | 24 | 12.7 | 12.7 | 89 | 7.0079
2010 | 3 | 22 | 1 | 29.9 | 29.9 | 218 | 7.291
2010 | 3 | 22 | 2 | 17.2 | 17.2 | 121 | 7.0349
2010 | 3 | 22 | 3 | 28.6 | 28.6 | 208 | 7.2727
2010 | 3 | 22 | 4 | 17.3 | 17.3 | 128 | 7.3988
2010 | 3 | 22 | 5 | 34.4 | 34.4 | 251 | 7.2965
2010 | 3 | 22 | 6 | 34 | 34 | 248 | 7.2941
2010 | 3 | 22 | 7 | 67.4 | 67.4 | 495 | 7.3442
2010 | 3 | 22 | 8 | 95.3 | 95.3 | 666 | 6.9885
2010 | 3 | 22 | 9 | 93.7 | 93.7 | 663 | 7.0758
2010 | 3 | 22 | 10 | 110.3 | 110.3 | 766 | 6.9447
2010 | 3 | 22 | 11 | 67.6 | 67.6 | 472 | 6.9822
2010 | 3 | 22 | 12 | 61 | 61 | 430 | 7.0492
2010 | 3 | 22 | 13 | 41.6 | 41.6 | 306 | 7.3558
2010 | 3 | 22 | 14 | 85.4 | 85.4 | 620 | 7.26
2010 | 3 | 22 | 15 | 88.8 | 88.8 | 615 | 6.9257
2010 | 3 | 22 | 16 | 30 | 30 | 201 | 6.7
2010 | 3 | 22 | 17 | 36.3 | 36.3 | 275 | 7.5758
2010 | 3 | 22 | 18 | 65.2 | 65.2 | 476 | 7.3006
2010 | 3 | 22 | 19 | 61.4 | 61.4 | 443 | 7.215
2010 | 3 | 22 | 20 | 94.2 | 94.2 | 668 | 7.0913
2010 | 3 | 22 | 21 | 100.9 | 100.9 | 675 | 6.6898
2010 | 3 | 22 | 22 | 23 | 23 | 144 | 6.2609
2010 | 3 | 22 | 23 | 12.5 | 12.5 | 88 | 7.04
2010 | 3 | 22 | 24 | 39 | 39 | 289 | 7.4103
2010 | 3 | 23 | 1 | 45.3 | 45.3 | 324 | 7.1523
2010 | 3 | 23 | 2 | 28.1 | 28.1 | 194 | 6.9039
2010 | 3 | 23 | 3 | 23.2 | 23.2 | 168 | 7.2414
2010 | 3 | 23 | 4 | 47.5 | 47.5 | 350 | 7.3684
2010 | 3 | 23 | 5 | 60.8 | 60.8 | 434 | 7.1382
2010 | 3 | 23 | 6 | 53.4 | 53.4 | 387 | 7.2472
2010 | 3 | 23 | 7 | 122 | 122 | 850 | 6.9672
2010 | 3 | 23 | 8 | 147.3 | 147.3 | 988 | 6.7074
2010 | 3 | 23 | 9 | 141.3 | 141.3 | 943 | 6.6737
2010 | 3 | 23 | 10 | 122.7 | 122.4 | 832 | 6.7974
2010 | 3 | 23 | 11 | 93 | 92.7 | 630 | 6.7961
2010 | 3 | 23 | 12 | 72.9 | 72.6 | 505 | 6.9559
2010 | 3 | 23 | 13 | 93 | 92.7 | 661 | 7.1305
2010 | 3 | 23 | 14 | 108.7 | 108.4 | 765 | 7.0572
2010 | 3 | 23 | 15 | 117.7 | 117.6 | 803 | 6.8282
2010 | 3 | 23 | 16 | 57.9 | 57.9 | 381 | 6.5803
2010 | 3 | 23 | 17 | 46.1 | 46.1 | 337 | 7.3102
2010 | 3 | 23 | 18 | 79 | 79 | 575 | 7.2785
2010 | 3 | 23 | 19 | 106 | 106 | 744 | 7.0189
2010 | 3 | 23 | 20 | 117.1 | 117.1 | 804 | 6.8659
2010 | 3 | 23 | 21 | 64.9 | 64.9 | 422 | 6.5023
2010 | 3 | 23 | 22 | 64.2 | 64.2 | 474 | 7.3832
2010 | 3 | 23 | 23 | 100.9 | 100.9 | 715 | 7.0862
2010 | 3 | 23 | 24 | 95.7 | 95.7 | 661 | 6.907
2010 | 3 | 24 | 1 | 30.4 | 30.4 | 195 | 6.4145
2010 | 3 | 24 | 2 | 13.6 | 13.6 | 96 | 7.0588
2010 | 3 | 24 | 3 | 14.3 | 14.3 | 100 | 6.993
2010 | 3 | 24 | 4 | 18.4 | 18.4 | 135 | 7.337
2010 | 3 | 24 | 5 | 36.1 | 36.1 | 268 | 7.4238
2010 | 3 | 24 | 6 | 68.2 | 68.2 | 494 | 7.2434
2010 | 3 | 24 | 7 | 101.4 | 101.4 | 716 | 7.0611
2010 | 3 | 24 | 8 | 126.9 | 126.9 | 867 | 6.8322
2010 | 3 | 24 | 9 | 107.8 | 107.8 | 743 | 6.8924
2010 | 3 | 24 | 10 | 109.4 | 109.4 | 759 | 6.9378
2010 | 3 | 24 | 11 | 88.9 | 88.9 | 609 | 6.8504
2010 | 3 | 24 | 12 | 81.9 | 81.9 | 581 | 7.094
2010 | 3 | 24 | 13 | 96.2 | 96.2 | 682 | 7.0894
2010 | 3 | 24 | 14 | 115.1 | 115.1 | 799 | 6.9418
2010 | 3 | 24 | 15 | 84 | 84 | 579 | 6.8929
2010 | 3 | 24 | 16 | 63.2 | 63.2 | 431 | 6.8196
2010 | 3 | 24 | 17 | 56.8 | 56.8 | 406 | 7.1479
2010 | 3 | 24 | 18 | 55.3 | 55.3 | 403 | 7.2875
2010 | 3 | 24 | 19 | 107.1 | 107.1 | 757 | 7.0682
2010 | 3 | 24 | 20 | 130.9 | 130.9 | 908 | 6.9366
2010 | 3 | 24 | 21 | 138.3 | 138.3 | 971 | 7.021
2010 | 3 | 24 | 22 | 52.6 | 52.6 | 367 | 6.9772
2010 | 3 | 24 | 23 | 40.6 | 40.6 | 285 | 7.0197
2010 | 3 | 24 | 24 | 20.1 | 20.1 | 145 | 7.2139
2010 | 3 | 25 | 1 | 34 | 34 | 234 | 6.8824
2010 | 3 | 25 | 2 | 16.1 | 16.1 | 116 | 7.205
2010 | 3 | 25 | 3 | 37.9 | 37.9 | 276 | 7.2823
2010 | 3 | 25 | 4 | 36.3 | 36.3 | 261 | 7.1901
2010 | 3 | 25 | 5 | 43.5 | 43.5 | 311 | 7.1494
2010 | 3 | 25 | 6 | 31.3 | 31.3 | 231 | 7.3802
2010 | 3 | 25 | 7 | 68.6 | 68.6 | 483 | 7.0408
2010 | 3 | 25 | 8 | 61.8 | 61.8 | 458 | 7.411
2010 | 3 | 25 | 9 | 103.8 | 103.8 | 719 | 6.9268
2010 | 3 | 25 | 10 | 67.3 | 67.3 | 457 | 6.7905
2010 | 3 | 25 | 11 | 18.9 | 18.9 | 126 | 6.6667
2010 | 3 | 25 | 12 | 45.6 | 45.6 | 341 | 7.4781
2010 | 3 | 25 | 13 | 62.7 | 62.7 | 458 | 7.3046
2010 | 3 | 25 | 14 | 88.8 | 88.8 | 634 | 7.1396
2010 | 3 | 25 | 15 | 44 | 44 | 291 | 6.6136
2010 | 3 | 25 | 16 | 24.6 | 24.6 | 181 | 7.3577
2010 | 3 | 25 | 17 | 59.4 | 59.4 | 420 | 7.0707
2010 | 3 | 25 | 18 | 108.2 | 108.2 | 770 | 7.1165
2010 | 3 | 25 | 19 | 102.7 | 102.7 | 709 | 6.9036
2010 | 3 | 25 | 20 | 72.6 | 72.6 | 504 | 6.9421
2010 | 3 | 25 | 21 | 58.6 | 58.6 | 393 | 6.7065
2010 | 3 | 25 | 22 | 27.4 | 27.4 | 198 | 7.2263
2010 | 3 | 25 | 23 | 60.1 | 60.1 | 441 | 7.3378
2010 | 3 | 25 | 24 | 25.1 | 25.1 | 170 | 6.7729
2010 | 3 | 26 | 1 | 51.9 | 51.9 | 366 | 7.052
2010 | 3 | 26 | 2 | 13.3 | 13.3 | 89 | 6.6917
2010 | 3 | 26 | 3 | 17 | 17 | 127 | 7.4706
2010 | 3 | 26 | 4 | 26.7 | 26.7 | 188 | 7.0412
2010 | 3 | 26 | 5 | 18.5 | 18.5 | 134 | 7.2432
2010 | 3 | 26 | 6 | 30.8 | 30.8 | 229 | 7.4351
2010 | 3 | 26 | 7 | 71.5 | 71.5 | 520 | 7.2727
2010 | 3 | 26 | 8 | 82.1 | 82.1 | 571 | 6.9549
2010 | 3 | 26 | 9 | 86.3 | 86.3 | 619 | 7.1727
2010 | 3 | 26 | 10 | 103.3 | 103.3 | 726 | 7.0281
2010 | 3 | 26 | 11 | 62.4 | 62.4 | 434 | 6.9551
2010 | 3 | 26 | 12 | 57.6 | 57.6 | 414 | 7.1875
2010 | 3 | 26 | 13 | 63.8 | 63.8 | 455 | 7.1317
2010 | 3 | 26 | 14 | 53.8 | 53.8 | 398 | 7.3978
2010 | 3 | 26 | 15 | 66.1 | 66.1 | 476 | 7.2012
2010 | 3 | 26 | 16 | 70 | 70 | 504 | 7.2
2010 | 3 | 26 | 17 | 60.1 | 60.1 | 419 | 6.9717
2010 | 3 | 26 | 18 | 33.2 | 33.2 | 247 | 7.4398
2010 | 3 | 26 | 19 | 57.1 | 57.1 | 427 | 7.4781
2010 | 3 | 26 | 20 | 83.4 | 83.4 | 600 | 7.1942
2010 | 3 | 26 | 21 | 62.8 | 62.8 | 429 | 6.8312
2010 | 3 | 26 | 22 | 50.4 | 50.4 | 371 | 7.3611
2010 | 3 | 26 | 23 | 56.8 | 56.8 | 411 | 7.2359
2010 | 3 | 26 | 24 | 48.2 | 48.2 | 351 | 7.2822
2010 | 3 | 27 | 1 | 37.1 | 37.1 | 253 | 6.8194
2010 | 3 | 27 | 2 | 21 | 21 | 150 | 7.1429
2010 | 3 | 27 | 3 | 49 | 49 | 359 | 7.3265
2010 | 3 | 27 | 4 | 56.1 | 56.1 | 411 | 7.3262
2010 | 3 | 27 | 5 | 67.5 | 67.5 | 485 | 7.1852
2010 | 3 | 27 | 6 | 64.2 | 64.2 | 470 | 7.3209
2010 | 3 | 27 | 7 | 92.9 | 92.9 | 635 | 6.8353
2010 | 3 | 27 | 8 | 35.3 | 35.3 | 257 | 7.2805
2010 | 3 | 27 | 9 | 69.1 | 69.1 | 507 | 7.3372
2010 | 3 | 27 | 10 | 97.6 | 97.6 | 676 | 6.9262
2010 | 3 | 27 | 11 | 63.9 | 63.9 | 446 | 6.9797
2010 | 3 | 27 | 12 | 74.1 | 74.1 | 538 | 7.2605
2010 | 3 | 27 | 13 | 69.5 | 69.5 | 488 | 7.0216
2010 | 3 | 27 | 14 | 37.5 | 37.5 | 261 | 6.96
2010 | 3 | 27 | 15 | 30.1 | 30.1 | 217 | 7.2093
2010 | 3 | 27 | 16 | 44.4 | 44.4 | 319 | 7.1847
2010 | 3 | 27 | 17 | 82.4 | 82.4 | 595 | 7.2209
2010 | 3 | 27 | 18 | 63.7 | 63.7 | 454 | 7.1272
2010 | 3 | 27 | 19 | 40.2 | 40.2 | 295 | 7.3383
2010 | 3 | 27 | 20 | 56.8 | 56.8 | 410 | 7.2183
2010 | 3 | 27 | 21 | 52.4 | 52.4 | 372 | 7.0992
2010 | 3 | 27 | 22 | 61.2 | 61.2 | 437 | 7.1405
2010 | 3 | 27 | 23 | 61 | 61 | 444 | 7.2787
2010 | 3 | 27 | 24 | 62 | 62 | 433 | 6.9839
2010 | 3 | 28 | 1 | 28.1 | 28.1 | 199 | 7.0819
2010 | 3 | 28 | 2 | 39.8 | 39.8 | 293 | 7.3618
2010 | 3 | 28 | 3 | 28.2 | 28.2 | 198 | 7.0213
2010 | 3 | 28 | 4 | 21.2 | 21.2 | 154 | 7.2642
2010 | 3 | 28 | 5 | 39.1 | 39.1 | 285 | 7.289
2010 | 3 | 28 | 6 | 39.1 | 39.1 | 279 | 7.1355
2010 | 3 | 28 | 7 | 35.6 | 35.6 | 255 | 7.1629
2010 | 3 | 28 | 8 | 35.4 | 35.4 | 256 | 7.2316
2010 | 3 | 28 | 9 | 57.1 | 57.1 | 419 | 7.338
2010 | 3 | 28 | 10 | 69.1 | 69.1 | 478 | 6.9175
2010 | 3 | 28 | 11 | 55.7 | 55.7 | 408 | 7.325
2010 | 3 | 28 | 12 | 77.2 | 77.2 | 555 | 7.1891
2010 | 3 | 28 | 13 | 73.1 | 73.1 | 516 | 7.0588
2010 | 3 | 28 | 14 | 50.8 | 50.8 | 353 | 6.9488
2010 | 3 | 28 | 15 | 35.8 | 35.8 | 259 | 7.2346
2010 | 3 | 28 | 16 | 44.5 | 44.5 | 331 | 7.4382
2010 | 3 | 28 | 17 | 70.9 | 70.9 | 507 | 7.1509
2010 | 3 | 28 | 18 | 52.7 | 52.7 | 371 | 7.0398
2010 | 3 | 28 | 19 | 49.9 | 49.9 | 340 | 6.8136
2010 | 3 | 28 | 20 | 71.1 | 71.1 | 518 | 7.2855
2010 | 3 | 28 | 21 | 85.3 | 85.3 | 610 | 7.1512
2010 | 3 | 28 | 22 | 90.7 | 90.7 | 638 | 7.0342
2010 | 3 | 28 | 23 | 72.6 | 72.6 | 512 | 7.0523
2010 | 3 | 28 | 24 | 60.7 | 60.7 | 435 | 7.1664
2010 | 3 | 29 | 1 | 66.5 | 66.5 | 484 | 7.2782
2010 | 3 | 29 | 2 | 56 | 56 | 402 | 7.1786
2010 | 3 | 29 | 3 | 48.3 | 48.3 | 341 | 7.06
2010 | 3 | 29 | 4 | 32.3 | 32.3 | 237 | 7.3375
2010 | 3 | 29 | 5 | 37.8 | 37.8 | 271 | 7.1693
2010 | 3 | 29 | 6 | 36.9 | 36.9 | 269 | 7.29
2010 | 3 | 29 | 7 | 54.4 | 54.4 | 394 | 7.2426
2010 | 3 | 29 | 8 | 53.9 | 53.9 | 389 | 7.2171
2010 | 3 | 29 | 9 | 89.3 | 89.3 | 635 | 7.1109
2010 | 3 | 29 | 10 | 84.6 | 84.6 | 606 | 7.1631
2010 | 3 | 29 | 11 | 100.8 | 100.8 | 702 | 6.9643
2010 | 3 | 29 | 12 | 88.3 | 88.3 | 623 | 7.0555
2010 | 3 | 29 | 13 | 84.8 | 84.8 | 596 | 7.0283
2010 | 3 | 29 | 14 | 88 | 88 | 618 | 7.0227
2010 | 3 | 29 | 15 | 112.3 | 112.3 | 744 | 6.6251
2010 | 3 | 29 | 16 | 115.8 | 115.8 | 771 | 6.658
2010 | 3 | 29 | 17 | 89.9 | 89.9 | 623 | 6.9299
2010 | 3 | 29 | 18 | 66.7 | 66.7 | 464 | 6.9565
2010 | 3 | 29 | 19 | 80.5 | 80.5 | 577 | 7.1677
2010 | 3 | 29 | 20 | 92.2 | 92.2 | 648 | 7.0282
2010 | 3 | 29 | 21 | 94.7 | 94.7 | 666 | 7.0327
2010 | 3 | 29 | 22 | 95 | 95 | 655 | 6.8947
2010 | 3 | 29 | 23 | 49.6 | 49.6 | 339 | 6.8347
2010 | 3 | 29 | 24 | 61.4 | 61.4 | 435 | 7.0847
2010 | 3 | 30 | 1 | 41 | 41 | 297 | 7.2439
2010 | 3 | 30 | 2 | 43.4 | 43.4 | 309 | 7.1198
2010 | 3 | 30 | 3 | 22.6 | 22.6 | 158 | 6.9912
2010 | 3 | 30 | 4 | 24.8 | 24.8 | 181 | 7.2984
2010 | 3 | 30 | 5 | 51.4 | 51.4 | 372 | 7.2374
2010 | 3 | 30 | 6 | 62.9 | 62.9 | 448 | 7.1224
2010 | 3 | 30 | 7 | 91.2 | 91.2 | 655 | 7.182
2010 | 3 | 30 | 8 | 112.6 | 112.6 | 766 | 6.8028
2010 | 3 | 30 | 9 | 104.5 | 104.5 | 724 | 6.9282
2010 | 3 | 30 | 10 | 119.7 | 119.7 | 816 | 6.817
2010 | 3 | 30 | 11 | 110.6 | 110.6 | 690 | 6.2387
2010 | 3 | 30 | 12 | 62.4 | 62.4 | 422 | 6.7628
2010 | 3 | 30 | 13 | 68.3 | 68.3 | 484 | 7.0864
2010 | 3 | 30 | 14 | 39.6 | 39.6 | 270 | 6.8182
2010 | 3 | 30 | 15 | 37.6 | 37.6 | 283 | 7.5266
2010 | 3 | 30 | 16 | 44.2 | 44.2 | 309 | 6.991
2010 | 3 | 30 | 17 | 66 | 66 | 465 | 7.0455
2010 | 3 | 30 | 18 | 53.5 | 53.5 | 402 | 7.514
2010 | 3 | 30 | 19 | 76.2 | 76.2 | 538 | 7.0604
2010 | 3 | 30 | 20 | 86.9 | 86.9 | 595 | 6.847
2010 | 3 | 30 | 21 | 48.2 | 48.2 | 339 | 7.0332
2010 | 3 | 30 | 22 | 48.2 | 48.2 | 340 | 7.0539
2010 | 3 | 30 | 23 | 21.5 | 21.5 | 154 | 7.1628
2010 | 3 | 30 | 24 | 35.8 | 35.8 | 248 | 6.9274
2010 | 3 | 31 | 1 | 24 | 24 | 173 | 7.2083
2010 | 3 | 31 | 2 | 58.3 | 58.3 | 434 | 7.4443
2010 | 3 | 31 | 3 | 51.6 | 51.6 | 357 | 6.9186
2010 | 3 | 31 | 4 | 30 | 30 | 218 | 7.2667
2010 | 3 | 31 | 5 | 28.3 | 28.3 | 196 | 6.9258
2010 | 3 | 31 | 6 | 53.4 | 53.4 | 393 | 7.3596
2010 | 3 | 31 | 7 | 66 | 66 | 467 | 7.0758
2010 | 3 | 31 | 8 | 78.9 | 78.9 | 570 | 7.2243
2010 | 3 | 31 | 9 | 118.1 | 118.1 | 809 | 6.8501
2010 | 3 | 31 | 10 | 111.2 | 111.2 | 756 | 6.7986
2010 | 3 | 31 | 11 | 93.1 | 93.1 | 640 | 6.8743
2010 | 3 | 31 | 12 | 69.2 | 69.2 | 467 | 6.7486
2010 | 3 | 31 | 13 | 40.4 | 40.4 | 278 | 6.8812
2010 | 3 | 31 | 14 | 50.2 | 50.2 | 366 | 7.2908
2010 | 3 | 31 | 15 | 70.8 | 70.8 | 508 | 7.1751
2010 | 3 | 31 | 16 | 70.5 | 70.5 | 491 | 6.9645
2010 | 3 | 31 | 17 | 40.9 | 40.9 | 284 | 6.9438
2010 | 3 | 31 | 18 | 34.6 | 34.6 | 243 | 7.0231
2010 | 3 | 31 | 19 | 42.2 | 42.2 | 307 | 7.2749
2010 | 3 | 31 | 20 | 66.9 | 66.9 | 484 | 7.2347
2010 | 3 | 31 | 21 | 66.6 | 66.6 | 449 | 6.7417
2010 | 3 | 31 | 22 | 40.7 | 40.7 | 287 | 7.0516
2010 | 3 | 31 | 23 | 46.5 | 46.5 | 331 | 7.1183
2010 | 3 | 31 | 24 | 22 | 22 | 150 | 6.8182
2010 | 4 | 1 | 1 | 20 | 19.7 | 140 | 7.1066
2010 | 4 | 1 | 2 | 21.9 | 21.6 | 148 | 6.8519
2010 | 4 | 1 | 3 | 39.1 | 38.8 | 286 | 7.3711
2010 | 4 | 1 | 4 | 43.1 | 42.8 | 298 | 6.9626
2010 | 4 | 1 | 5 | 39 | 38.7 | 265 | 6.8475
2010 | 4 | 1 | 6 | 30.8 | 30.5 | 217 | 7.1148
2010 | 4 | 1 | 7 | 42.4 | 42.1 | 302 | 7.1734
2010 | 4 | 1 | 8 | 60 | 59.7 | 410 | 6.8677
2010 | 4 | 1 | 9 | 56.6 | 56.3 | 403 | 7.1581
2010 | 4 | 1 | 10 | 70.8 | 70.5 | 499 | 7.078
2010 | 4 | 1 | 11 | 56.1 | 55.8 | 378 | 6.7742
2010 | 4 | 1 | 12 | 31.2 | 30.9 | 218 | 7.055
2010 | 4 | 1 | 13 | 36.4 | 36.1 | 261 | 7.2299
2010 | 4 | 1 | 14 | 55.6 | 55.3 | 389 | 7.0344
2010 | 4 | 1 | 15 | 44.7 | 44.4 | 320 | 7.2072
2010 | 4 | 1 | 16 | 36 | 35.7 | 248 | 6.9468
2010 | 4 | 1 | 17 | 40.6 | 40.3 | 296 | 7.3449
2010 | 4 | 1 | 18 | 68.5 | 68.1 | 493 | 7.2394
2010 | 4 | 1 | 19 | 74 | 73.6 | 520 | 7.0652
2010 | 4 | 1 | 20 | 61.1 | 60.8 | 414 | 6.8092
2010 | 4 | 1 | 21 | 54.4 | 54.1 | 334 | 6.1738
2010 | 4 | 1 | 22 | 51.6 | 51.3 | 374 | 7.2904
2010 | 4 | 1 | 23 | 72.5 | 72.2 | 494 | 6.8421
2010 | 4 | 1 | 24 | 45 | 44.7 | 313 | 7.0022
2010 | 4 | 2 | 1 | 24.9 | 24.6 | 170 | 6.9106
2010 | 4 | 2 | 2 | 26 | 25.7 | 181 | 7.0428
2010 | 4 | 2 | 3 | 31.6 | 31.3 | 221 | 7.0607
2010 | 4 | 2 | 4 | 27.5 | 27.2 | 185 | 6.8015
2010 | 4 | 2 | 5 | 28.6 | 28.3 | 204 | 7.2085
2010 | 4 | 2 | 6 | 36.7 | 36.4 | 254 | 6.978
2010 | 4 | 2 | 7 | 45.9 | 45.6 | 329 | 7.2149
2010 | 4 | 2 | 8 | 77.7 | 77.4 | 549 | 7.093
2010 | 4 | 2 | 9 | 117.5 | 117.2 | 811 | 6.9198
2010 | 4 | 2 | 10 | 127.7 | 127.4 | 862 | 6.7661
2010 | 4 | 2 | 11 | 97.7 | 97.4 | 674 | 6.9199
2010 | 4 | 2 | 12 | 93.7 | 93.4 | 656 | 7.0236
2010 | 4 | 2 | 13 | 71.8 | 71.5 | 501 | 7.007
2010 | 4 | 2 | 14 | 66 | 65.7 | 468 | 7.1233
2010 | 4 | 2 | 15 | 59.3 | 59 | 420 | 7.1186
2010 | 4 | 2 | 16 | 76 | 75.6 | 539 | 7.1296
2010 | 4 | 2 | 17 | 81.5 | 81.1 | 572 | 7.053
2010 | 4 | 2 | 18 | 85.7 | 85.4 | 599 | 7.0141
2010 | 4 | 2 | 19 | 73.7 | 73.4 | 504 | 6.8665
2010 | 4 | 2 | 20 | 95.8 | 95.5 | 666 | 6.9738
2010 | 4 | 2 | 21 | 100.3 | 99.9 | 698 | 6.987
2010 | 4 | 2 | 22 | 102.2 | 101.9 | 708 | 6.948
2010 | 4 | 2 | 23 | 62.8 | 62.5 | 431 | 6.896
2010 | 4 | 2 | 24 | 18 | 17.7 | 122 | 6.8927
2010 | 4 | 3 | 1 | 34.6 | 34.3 | 241 | 7.0262
2010 | 4 | 3 | 2 | 24.1 | 23.8 | 166 | 6.9748
2010 | 4 | 3 | 3 | 22.2 | 21.9 | 154 | 7.032
2010 | 4 | 3 | 4 | 21.5 | 21.2 | 147 | 6.934
2010 | 4 | 3 | 5 | 25.1 | 24.8 | 170 | 6.8548
2010 | 4 | 3 | 6 | 52.6 | 52.3 | 366 | 6.9981
2010 | 4 | 3 | 7 | 49.7 | 49.4 | 346 | 7.004
2010 | 4 | 3 | 9 | 80 | 79.7 | 555 | 6.9636
2010 | 4 | 3 | 10 | 90.3 | 90 | 617 | 6.8556
2010 | 4 | 3 | 11 | 79.6 | 79.3 | 554 | 6.9861
2010 | 4 | 3 | 12 | 57.6 | 57.3 | 404 | 7.0506
2010 | 4 | 3 | 13 | 70.2 | 69.9 | 491 | 7.0243
2010 | 4 | 3 | 14 | 47.5 | 47.2 | 331 | 7.0127
2010 | 4 | 3 | 15 | 60.9 | 60.6 | 429 | 7.0792
2010 | 4 | 3 | 16 | 38 | 37.6 | 266 | 7.0745
2010 | 4 | 3 | 17 | 48.3 | 48 | 343 | 7.1458
2010 | 4 | 3 | 18 | 36.5 | 36.2 | 253 | 6.989
2010 | 4 | 3 | 19 | 41.7 | 41.4 | 292 | 7.0531
2010 | 4 | 3 | 20 | 69.5 | 69.2 | 485 | 7.0087
2010 | 4 | 3 | 21 | 89.2 | 88.9 | 621 | 6.9854
2010 | 4 | 3 | 22 | 85.5 | 85.2 | 598 | 7.0188
2010 | 4 | 3 | 23 | 54.3 | 54 | 381 | 7.0556
2010 | 4 | 3 | 24 | 29.7 | 29.4 | 206 | 7.0068
2010 | 4 | 4 | 1 | 30 | 29.7 | 208 | 7.0034
2010 | 4 | 4 | 2 | 29.7 | 29.4 | 205 | 6.9728
2010 | 4 | 4 | 3 | 33.3 | 33 | 231 | 7
2010 | 4 | 4 | 4 | 36.4 | 36.1 | 254 | 7.036
2010 | 4 | 4 | 5 | 31.6 | 31.3 | 218 | 6.9649
2010 | 4 | 4 | 6 | 38.6 | 38.3 | 267 | 6.9713
2010 | 4 | 4 | 7 | 39.7 | 39.4 | 278 | 7.0558
2010 | 4 | 4 | 8 | 66.1 | 65.8 | 465 | 7.0669
2010 | 4 | 4 | 9 | 80.9 | 80.6 | 559 | 6.9355
2010 | 4 | 4 | 10 | 53.2 | 52.9 | 369 | 6.9754
2010 | 4 | 4 | 11 | 52.5 | 52.2 | 368 | 7.0498
2010 | 4 | 4 | 12 | 41.1 | 40.8 | 289 | 7.0833
2010 | 4 | 4 | 13 | 35.6 | 35.3 | 249 | 7.0538
2010 | 4 | 4 | 14 | 27 | 26.7 | 188 | 7.0412
2010 | 4 | 4 | 15 | 28.6 | 28.3 | 196 | 6.9258
2010 | 4 | 4 | 16 | 31.5 | 31.2 | 219 | 7.0192
2010 | 4 | 4 | 17 | 28.7 | 28.4 | 199 | 7.007
2010 | 4 | 4 | 18 | 31.2 | 30.9 | 216 | 6.9903
2010 | 4 | 4 | 19 | 33 | 32.7 | 231 | 7.0642
2010 | 4 | 4 | 20 | 43.9 | 43.6 | 307 | 7.0413
2010 | 4 | 4 | 21 | 58.5 | 58.2 | 404 | 6.9416
2010 | 4 | 4 | 22 | 37.2 | 36.9 | 257 | 6.9648
2010 | 4 | 4 | 23 | 67.8 | 67.4 | 475 | 7.0475
2010 | 4 | 4 | 24 | 46.7 | 46.4 | 329 | 7.0905
2010 | 4 | 5 | 1 | 31.5 | 31.2 | 220 | 7.0513
2010 | 4 | 5 | 2 | 32.6 | 32.3 | 227 | 7.0279
2010 | 4 | 5 | 3 | 31.6 | 31.3 | 222 | 7.0927
2010 | 4 | 5 | 4 | 44.8 | 44.5 | 311 | 6.9888
2010 | 4 | 5 | 5 | 42.9 | 42.6 | 299 | 7.0188
2010 | 4 | 5 | 6 | 76.4 | 76.1 | 530 | 6.9645
2010 | 4 | 5 | 7 | 62.6 | 62.3 | 436 | 6.9984
2010 | 4 | 5 | 8 | 75 | 74.7 | 525 | 7.0281
2010 | 4 | 5 | 9 | 85.7 | 85.4 | 591 | 6.9204
2010 | 4 | 5 | 10 | 84.9 | 84.6 | 593 | 7.0095
2010 | 4 | 5 | 11 | 106.3 | 106 | 737 | 6.9528
2010 | 4 | 5 | 12 | 89.1 | 88.8 | 617 | 6.9482
2010 | 4 | 5 | 13 | 69.9 | 69.6 | 490 | 7.0402
2010 | 4 | 5 | 14 | 49.8 | 49.5 | 350 | 7.0707
2010 | 4 | 5 | 15 | 71.1 | 70.8 | 502 | 7.0904
2010 | 4 | 5 | 16 | 108.1 | 107.8 | 751 | 6.9666
2010 | 4 | 5 | 17 | 101.7 | 101.4 | 700 | 6.9034
2010 | 4 | 5 | 18 | 98.5 | 98.1 | 683 | 6.9623
2010 | 4 | 5 | 19 | 88.9 | 88.6 | 620 | 6.9977
2010 | 4 | 5 | 20 | 97.3 | 97 | 674 | 6.9485
2010 | 4 | 5 | 21 | 64.2 | 63.9 | 441 | 6.9014
2010 | 4 | 5 | 22 | 53.3 | 53 | 377 | 7.1132
2010 | 4 | 5 | 23 | 80.1 | 79.7 | 563 | 7.064
2010 | 4 | 5 | 24 | 50.3 | 50 | 359 | 7.18
2010 | 4 | 6 | 1 | 36.3 | 36 | 255 | 7.0833
2010 | 4 | 6 | 2 | 30.2 | 29.9 | 210 | 7.0234
2010 | 4 | 6 | 3 | 29.8 | 29.5 | 205 | 6.9492
2010 | 4 | 6 | 4 | 45 | 44.7 | 319 | 7.1365
2010 | 4 | 6 | 5 | 39.43 | 39.12 | 277 | 7.0808
2010 | 4 | 6 | 6 | 53.6 | 53.3 | 373 | 6.9981
2010 | 4 | 6 | 7 | 90.2 | 89.9 | 622 | 6.9188
2010 | 4 | 6 | 8 | 121.4 | 121.1 | 829 | 6.8456
2010 | 4 | 6 | 9 | 110.7 | 110.4 | 757 | 6.8569
2010 | 4 | 6 | 10 | 99.1 | 98.8 | 677 | 6.8522
2010 | 4 | 6 | 11 | 54.4 | 54.1 | 375 | 6.9316
2010 | 4 | 6 | 12 | 92.9 | 92.6 | 641 | 6.9222
2010 | 4 | 6 | 13 | 85 | 84.7 | 588 | 6.9421
2010 | 4 | 6 | 14 | 79.3 | 79 | 555 | 7.0253
2010 | 4 | 6 | 15 | 66.2 | 66 | 465 | 7.0455
2010 | 4 | 6 | 16 | 32.5 | 32.2 | 222 | 6.8944
2010 | 4 | 6 | 17 | 32.4 | 32.1 | 227 | 7.0717
2010 | 4 | 6 | 19 | 67.3 | 67 | 469 | 7
2010 | 4 | 6 | 20 | 52.3 | 52 | 360 | 6.9231
2010 | 4 | 6 | 21 | 74.4 | 74.1 | 506 | 6.8286
2010 | 4 | 6 | 22 | 73.3 | 73 | 513 | 7.0274
2010 | 4 | 6 | 23 | 78.1 | 77.7 | 540 | 6.9498
2010 | 4 | 6 | 24 | 25.1 | 24.7 | 174 | 7.0445
2010 | 4 | 7 | 1 | 24.2 | 23.9 | 167 | 6.9874
2010 | 4 | 7 | 2 | 18 | 17.7 | 122 | 6.8927
2010 | 4 | 7 | 4 | 37.1 | 36.8 | 259 | 7.038
2010 | 4 | 7 | 5 | 31.1 | 30.8 | 216 | 7.013
2010 | 4 | 7 | 6 | 40.6 | 40.3 | 281 | 6.9727
2010 | 4 | 7 | 7 | 92.8 | 92.5 | 641 | 6.9297
2010 | 4 | 7 | 8 | 102.7 | 102.4 | 707 | 6.9043
2010 | 4 | 7 | 9 | 124.2 | 123.9 | 843 | 6.8039
2010 | 4 | 7 | 10 | 130 | 129.7 | 878 | 6.7695
2010 | 4 | 7 | 11 | 102.6 | 102.3 | 697 | 6.8133
2010 | 4 | 7 | 12 | 87.5 | 87.2 | 603 | 6.9151
2010 | 4 | 7 | 13 | 88.8 | 88.5 | 616 | 6.9605
2010 | 4 | 7 | 14 | 89.5 | 89.2 | 620 | 6.9507
2010 | 4 | 7 | 15 | 74.2 | 73.9 | 509 | 6.8877
2010 | 4 | 7 | 16 | 58.2 | 57.9 | 406 | 7.0121
2010 | 4 | 7 | 17 | 90.2 | 89.9 | 629 | 6.9967
2010 | 4 | 7 | 18 | 96.8 | 96.5 | 667 | 6.9119
2010 | 4 | 7 | 19 | 72 | 71.7 | 497 | 6.9317
2010 | 4 | 7 | 20 | 90.1 | 89.8 | 621 | 6.9154
2010 | 4 | 7 | 21 | 90.3 | 90 | 617 | 6.8556
2010 | 4 | 7 | 22 | 75.8 | 75.5 | 522 | 6.9139
2010 | 4 | 7 | 23 | 51.4 | 51.1 | 356 | 6.9667
2010 | 4 | 7 | 24 | 38.1 | 37.8 | 264 | 6.9841
2010 | 4 | 8 | 1 | 50.1 | 49.8 | 348 | 6.988
2010 | 4 | 8 | 2 | 20.7 | 20.4 | 139 | 6.8137
2010 | 4 | 8 | 3 | 20.4 | 20.1 | 140 | 6.9652
2010 | 4 | 8 | 4 | 18 | 17.7 | 121 | 6.8362
2010 | 4 | 8 | 5 | 28.1 | 27.8 | 193 | 6.9424
2010 | 4 | 8 | 6 | 34.6 | 34.3 | 238 | 6.9388
2010 | 4 | 8 | 7 | 56.2 | 55.9 | 388 | 6.941
2010 | 4 | 8 | 8 | 56 | 55.7 | 387 | 6.9479
2010 | 4 | 8 | 9 | 59.8 | 59.5 | 413 | 6.9412
2010 | 4 | 8 | 10 | 83.6 | 83.3 | 577 | 6.9268
2010 | 4 | 8 | 11 | 55.1 | 54.8 | 380 | 6.9343
2010 | 4 | 8 | 12 | 53 | 52.7 | 365 | 6.926
2010 | 4 | 8 | 13 | 33.1 | 32.8 | 226 | 6.8902
2010 | 4 | 8 | 14 | 60.7 | 60.4 | 427 | 7.0695
2010 | 4 | 8 | 15 | 78.5 | 78.2 | 545 | 6.9693
2010 | 4 | 8 | 16 | 36.8 | 36.5 | 255 | 6.9863
2010 | 4 | 8 | 17 | 46 | 45.7 | 323 | 7.0678
2010 | 4 | 8 | 18 | 32.1 | 31.8 | 221 | 6.9497
2010 | 4 | 8 | 19 | 36.6 | 36.3 | 255 | 7.0248
2010 | 4 | 8 | 20 | 60.8 | 60.5 | 422 | 6.9752
2010 | 4 | 8 | 21 | 54.9 | 54.6 | 380 | 6.9597
2010 | 4 | 8 | 22 | 71.8 | 71.5 | 502 | 7.021
2010 | 4 | 8 | 23 | 76.7 | 76.4 | 537 | 7.0288
2010 | 4 | 8 | 24 | 31.9 | 31.6 | 219 | 6.9304
2010 | 4 | 9 | 1 | 18.7 | 18.4 | 127 | 6.9022
2010 | 4 | 9 | 2 | 24.4 | 24.1 | 168 | 6.971
2010 | 4 | 9 | 3 | 31.7 | 31.4 | 219 | 6.9745
2010 | 4 | 9 | 4 | 36.8 | 36.5 | 257 | 7.0411
2010 | 4 | 9 | 5 | 40.7 | 40.4 | 285 | 7.0545
2010 | 4 | 9 | 6 | 42.7 | 42.4 | 296 | 6.9811
2010 | 4 | 9 | 7 | 70.4 | 70.1 | 493 | 7.0328
2010 | 4 | 9 | 8 | 70.5 | 70.2 | 488 | 6.9516
2010 | 4 | 9 | 9 | 56.8 | 56.5 | 396 | 7.0088
2010 | 4 | 9 | 10 | 51.3 | 51 | 355 | 6.9608
2010 | 4 | 9 | 11 | 42.8 | 42.5 | 297 | 6.9882
2010 | 4 | 9 | 12 | 56.2 | 55.9 | 397 | 7.102
2010 | 4 | 9 | 13 | 62.2 | 61.8 | 436 | 7.055
2010 | 4 | 9 | 14 | 48.6 | 48.3 | 341 | 7.06
2010 | 4 | 9 | 15 | 34.9 | 34.6 | 239 | 6.9075
2010 | 4 | 9 | 16 | 30.5 | 30.2 | 212 | 7.0199
2010 | 4 | 9 | 17 | 30 | 29.7 | 208 | 7.0034
2010 | 4 | 9 | 18 | 30 | 29.7 | 207 | 6.9697
2010 | 4 | 9 | 19 | 30.2 | 29.9 | 206 | 6.8896
2010 | 4 | 9 | 20 | 30.8 | 30.5 | 212 | 6.9508
2010 | 4 | 9 | 21 | 38.5 | 38.2 | 266 | 6.9634
2010 | 4 | 9 | 22 | 69.3 | 69 | 489 | 7.087
2010 | 4 | 9 | 23 | 70.9 | 70.5 | 498 | 7.0638
2010 | 4 | 9 | 24 | 49.3 | 48.9 | 348 | 7.1166
2010 | 4 | 10 | 1 | 32.8 | 32.5 | 229 | 7.0462
2010 | 4 | 10 | 2 | 29.8 | 29.5 | 206 | 6.9831
2010 | 4 | 10 | 3 | 32 | 31.7 | 224 | 7.0662
2010 | 4 | 10 | 4 | 32.7 | 32.4 | 228 | 7.037
2010 | 4 | 10 | 5 | 30.7 | 30.4 | 210 | 6.9079
2010 | 4 | 10 | 6 | 45.6 | 45.3 | 319 | 7.0419
2010 | 4 | 10 | 7 | 65.4 | 65 | 459 | 7.0615
2010 | 4 | 10 | 8 | 97.2 | 96.9 | 675 | 6.9659
2010 | 4 | 10 | 9 | 90 | 89.7 | 627 | 6.99
2010 | 4 | 10 | 10 | 85.8 | 85.5 | 592 | 6.924
2010 | 4 | 10 | 11 | 68.6 | 68.3 | 477 | 6.9839
2010 | 4 | 10 | 12 | 39.8 | 39.5 | 281 | 7.1139
2010 | 4 | 10 | 13 | 43.3 | 43 | 296 | 6.8837
2010 | 4 | 10 | 14 | 30.6 | 30.3 | 211 | 6.9637
2010 | 4 | 10 | 15 | 30.4 | 30.1 | 214 | 7.1096
2010 | 4 | 10 | 16 | 30.8 | 30.5 | 213 | 6.9836
2010 | 4 | 10 | 17 | 30.1 | 29.8 | 208 | 6.9799
2010 | 4 | 10 | 18 | 30.4 | 30.1 | 210 | 6.9767
2010 | 4 | 10 | 19 | 31.1 | 30.8 | 217 | 7.0455
2010 | 4 | 10 | 20 | 36.3 | 36 | 251 | 6.9722
2010 | 4 | 10 | 21 | 72.9 | 72.6 | 507 | 6.9835
2010 | 4 | 10 | 22 | 83.4 | 83.1 | 584 | 7.0277
2010 | 4 | 10 | 23 | 103.7 | 103.3 | 722 | 6.9894
2010 | 4 | 11 | 1 | 34.9 | 34.6 | 243 | 7.0231
2010 | 4 | 11 | 2 | 30.2 | 29.9 | 208 | 6.9565
2010 | 4 | 11 | 3 | 30.9 | 30.6 | 214 | 6.9935
2010 | 4 | 11 | 4 | 30.1 | 29.8 | 206 | 6.9128
2010 | 4 | 11 | 5 | 30.5 | 30.2 | 212 | 7.0199
2010 | 4 | 11 | 6 | 30.1 | 29.8 | 208 | 6.9799
2010 | 4 | 11 | 7 | 31.5 | 31.2 | 219 | 7.0192
2010 | 4 | 11 | 8 | 40.8 | 40.5 | 284 | 7.0123
2010 | 4 | 11 | 9 | 39 | 38.7 | 271 | 7.0026
2010 | 4 | 11 | 10 | 48.6 | 48.3 | 340 | 7.0393
2010 | 4 | 11 | 11 | 52.2 | 51.9 | 372 | 7.1676
2010 | 4 | 11 | 12 | 56.8 | 56.5 | 402 | 7.115
2010 | 4 | 11 | 13 | 48.9 | 48.6 | 286 | 5.8848
2010 | 4 | 11 | 14 | 30.8 | 30.5 | 212 | 6.9508
2010 | 4 | 11 | 15 | 30.3 | 30 | 211 | 7.0333
2010 | 4 | 11 | 16 | 31.9 | 31.6 | 222 | 7.0253
2010 | 4 | 11 | 17 | 30.6 | 30.3 | 211 | 6.9637
2010 | 4 | 11 | 18 | 31.1 | 30.8 | 215 | 6.9805
2010 | 4 | 11 | 19 | 31 | 30.7 | 216 | 7.0358
2010 | 4 | 11 | 20 | 35.6 | 35.3 | 249 | 7.0538
2010 | 4 | 11 | 21 | 39 | 38.7 | 271 | 7.0026
2010 | 4 | 11 | 22 | 32.7 | 32.3 | 226 | 6.9969
2010 | 4 | 11 | 23 | 42.9 | 42.5 | 302 | 7.1059
2010 | 4 | 11 | 24 | 30.8 | 30.5 | 213 | 6.9836
2010 | 4 | 12 | 1 | 30 | 29.7 | 207 | 6.9697
2010 | 4 | 12 | 2 | 30 | 29.7 | 211 | 7.1044
2010 | 4 | 12 | 3 | 30 | 29.7 | 209 | 7.037
2010 | 4 | 12 | 4 | 30.1 | 29.8 | 207 | 6.9463
2010 | 4 | 12 | 5 | 30.1 | 29.8 | 208 | 6.9799
2010 | 4 | 12 | 6 | 33.6 | 33.3 | 235 | 7.0571
2010 | 4 | 12 | 7 | 59.7 | 59.4 | 412 | 6.936
2010 | 4 | 12 | 8 | 92.5 | 92.2 | 633 | 6.8655
2010 | 4 | 12 | 9 | 102 | 101.7 | 703 | 6.9125
2010 | 4 | 12 | 10 | 123.9 | 123.6 | 847 | 6.8528
2010 | 4 | 12 | 11 | 115 | 114.7 | 786 | 6.8527
2010 | 4 | 12 | 12 | 89.6 | 89.3 | 609 | 6.8197
2010 | 4 | 12 | 13 | 78.8 | 78.5 | 541 | 6.8917
2010 | 4 | 12 | 14 | 68.8 | 68.5 | 477 | 6.9635
2010 | 4 | 12 | 15 | 69.3 | 69 | 483 | 7
2010 | 4 | 12 | 16 | 58.8 | 58.5 | 411 | 7.0256
2010 | 4 | 12 | 17 | 58.8 | 58.5 | 409 | 6.9915
2010 | 4 | 12 | 18 | 57.9 | 57.6 | 402 | 6.9792
2010 | 4 | 12 | 19 | 66.1 | 65.8 | 463 | 7.0365
2010 | 4 | 12 | 20 | 78.6 | 78.3 | 544 | 6.9476
2010 | 4 | 12 | 21 | 66.1 | 65.8 | 459 | 6.9757
2010 | 4 | 12 | 22 | 63.2 | 62.9 | 444 | 7.0588
2010 | 4 | 12 | 23 | 48.2 | 47.8 | 335 | 7.0084
2010 | 4 | 12 | 24 | 32.3 | 32 | 227 | 7.0938
2010 | 4 | 13 | 1 | 29.8 | 29.5 | 206 | 6.9831
2010 | 4 | 13 | 2 | 29.9 | 29.6 | 207 | 6.9932
2010 | 4 | 13 | 3 | 30.1 | 29.8 | 208 | 6.9799
2010 | 4 | 13 | 4 | 30.2 | 29.9 | 210 | 7.0234
2010 | 4 | 13 | 5 | 30.5 | 30.2 | 211 | 6.9868
2010 | 4 | 13 | 6 | 31.6 | 31.3 | 218 | 6.9649
2010 | 4 | 13 | 7 | 41.4 | 41.1 | 289 | 7.0316
2010 | 4 | 13 | 8 | 63.4 | 63.1 | 446 | 7.0681
2010 | 4 | 13 | 9 | 99 | 98.7 | 685 | 6.9402
2010 | 4 | 13 | 10 | 83.8 | 83.5 | 582 | 6.9701
2010 | 4 | 13 | 11 | 73.6 | 73.3 | 517 | 7.0532
2010 | 4 | 13 | 12 | 53.9 | 53.6 | 375 | 6.9963
2010 | 4 | 13 | 13 | 80 | 79.7 | 560 | 7.0263
2010 | 4 | 13 | 14 | 92.3 | 92.1 | 641 | 6.9598
2010 | 4 | 13 | 15 | 86.8 | 86.5 | 601 | 6.948
2010 | 4 | 13 | 16 | 51.2 | 50.9 | 356 | 6.9941
2010 | 4 | 13 | 17 | 61.4 | 61.1 | 431 | 7.054
2010 | 4 | 13 | 18 | 50.8 | 50.5 | 355 | 7.0297
2010 | 4 | 13 | 19 | 58.1 | 57.8 | 409 | 7.0761
2010 | 4 | 13 | 20 | 69 | 68.7 | 479 | 6.9723
2010 | 4 | 13 | 21 | 59 | 58.7 | 407 | 6.9336
2010 | 4 | 13 | 22 | 48.6 | 48.3 | 337 | 6.9772
2010 | 4 | 13 | 23 | 46.8 | 46.5 | 327 | 7.0323
2010 | 4 | 13 | 24 | 34.2 | 33.9 | 238 | 7.0206
2010 | 4 | 14 | 1 | 34.2 | 33.9 | 236 | 6.9617
2010 | 4 | 14 | 2 | 32.9 | 32.6 | 227 | 6.9632
2010 | 4 | 14 | 3 | 59.7 | 59.4 | 417 | 7.0202
2010 | 4 | 14 | 4 | 81.4 | 81.1 | 565 | 6.9667
2010 | 4 | 14 | 5 | 88.3 | 88 | 613 | 6.9659
2010 | 4 | 14 | 6 | 48.4 | 48.1 | 330 | 6.8607
2010 | 4 | 14 | 7 | 89.6 | 89.3 | 613 | 6.8645
2010 | 4 | 14 | 8 | 99.5 | 99.2 | 678 | 6.8347
2010 | 4 | 14 | 9 | 97.6 | 97.3 | 667 | 6.8551
2010 | 4 | 14 | 10 | 93.2 | 92.9 | 642 | 6.9107
2010 | 4 | 14 | 11 | 53.5 | 53.2 | 371 | 6.9737
2010 | 4 | 14 | 12 | 70.2 | 69.9 | 493 | 7.0529
2010 | 4 | 14 | 13 | 92 | 91.7 | 648 | 7.0665
2010 | 4 | 14 | 14 | 97 | 96.6 | 678 | 7.0186
2010 | 4 | 14 | 15 | 76.9 | 76.6 | 534 | 6.9713
2010 | 4 | 14 | 16 | 58.3 | 58 | 409 | 7.0517
2010 | 4 | 14 | 17 | 95.4 | 95.1 | 576 | 6.0568
2010 | 4 | 14 | 18 | 76.7 | 76.4 | 539 | 7.055
2010 | 4 | 14 | 19 | 67 | 66.7 | 467 | 7.0015
2010 | 4 | 14 | 20 | 55.8 | 55.5 | 387 | 6.973
2010 | 4 | 14 | 21 | 84.1 | 83.8 | 586 | 6.9928
2010 | 4 | 14 | 22 | 88.3 | 88 | 617 | 7.0114
2010 | 4 | 14 | 23 | 83.6 | 83.3 | 573 | 6.8788
2010 | 4 | 14 | 24 | 37.3 | 37 | 263 | 7.1081
2010 | 4 | 15 | 1 | 31.4 | 31.1 | 216 | 6.9453
2010 | 4 | 15 | 2 | 39.4 | 39.1 | 276 | 7.0588
2010 | 4 | 15 | 3 | 35.2 | 34.9 | 245 | 7.0201
2010 | 4 | 15 | 4 | 48.7 | 48.4 | 342 | 7.0661
2010 | 4 | 15 | 5 | 77.8 | 77.5 | 547 | 7.0581
2010 | 4 | 15 | 6 | 79.7 | 79.4 | 555 | 6.9899
2010 | 4 | 15 | 7 | 83 | 82.7 | 580 | 7.0133
2010 | 4 | 15 | 8 | 89.3 | 89 | 614 | 6.8989
2010 | 4 | 15 | 9 | 92.8 | 92.5 | 645 | 6.973
2010 | 4 | 15 | 10 | 132.2 | 131.9 | 897 | 6.8006
2010 | 4 | 15 | 11 | 131.6 | 131.3 | 892 | 6.7936
2010 | 4 | 15 | 12 | 109.4 | 109.1 | 755 | 6.9203
2010 | 4 | 15 | 13 | 84 | 83.7 | 582 | 6.9534
2010 | 4 | 15 | 14 | 55.2 | 54.9 | 384 | 6.9945
2010 | 4 | 15 | 15 | 57.6 | 57.3 | 400 | 6.9808
2010 | 4 | 15 | 16 | 61.9 | 61.6 | 437 | 7.0942
2010 | 4 | 15 | 17 | 78.1 | 77.8 | 549 | 7.0566
2010 | 4 | 15 | 18 | 54.5 | 54.2 | 381 | 7.0295
2010 | 4 | 15 | 19 | 57.6 | 57.3 | 402 | 7.0157
2010 | 4 | 15 | 20 | 55.3 | 55 | 390 | 7.0909
2010 | 4 | 15 | 21 | 76.9 | 76.6 | 532 | 6.9452
2010 | 4 | 15 | 22 | 78.5 | 78.2 | 549 | 7.0205
2010 | 4 | 15 | 23 | 69.7 | 69.4 | 488 | 7.0317
2010 | 4 | 15 | 24 | 53.1 | 52.8 | 375 | 7.1023
2010 | 4 | 16 | 1 | 31.3 | 31 | 218 | 7.0323
2010 | 4 | 16 | 2 | 30.2 | 29.9 | 207 | 6.9231
2010 | 4 | 16 | 3 | 30.6 | 30.3 | 213 | 7.0297
2010 | 4 | 16 | 4 | 30.7 | 30.4 | 214 | 7.0395
2010 | 4 | 16 | 5 | 36.5 | 36.2 | 250 | 6.9061
2010 | 4 | 16 | 6 | 53.6 | 53.3 | 370 | 6.9418
2010 | 4 | 16 | 7 | 105.4 | 105.1 | 721 | 6.8601
2010 | 4 | 16 | 8 | 97.9 | 97.6 | 664 | 6.8033
2010 | 4 | 16 | 9 | 88.5 | 88.2 | 609 | 6.9048
2010 | 4 | 16 | 10 | 94.1 | 93.8 | 642 | 6.8443
2010 | 4 | 16 | 11 | 62.9 | 62.6 | 435 | 6.9489
2010 | 4 | 16 | 12 | 64.9 | 64.6 | 439 | 6.7957
2010 | 4 | 16 | 13 | 80.6 | 80.3 | 560 | 6.9738
2010 | 4 | 16 | 14 | 62.3 | 62 | 433 | 6.9839
2010 | 4 | 16 | 15 | 48.9 | 48.6 | 341 | 7.0165
2010 | 4 | 16 | 16 | 54.6 | 54.3 | 385 | 7.0902
2010 | 4 | 16 | 17 | 45.8 | 45.5 | 322 | 7.0769
2010 | 4 | 16 | 18 | 63.6 | 63.3 | 448 | 7.0774
2010 | 4 | 16 | 19 | 37.7 | 37.4 | 260 | 6.9519
2010 | 4 | 16 | 20 | 51.6 | 51.3 | 363 | 7.076
2010 | 4 | 16 | 21 | 44.6 | 44.3 | 309 | 6.9752
2010 | 4 | 16 | 22 | 39.5 | 39.2 | 270 | 6.8878
2010 | 4 | 16 | 23 | 35.7 | 35.4 | 247 | 6.9774
2010 | 4 | 16 | 24 | 33.5 | 33.2 | 235 | 7.0783
2010 | 4 | 17 | 1 | 44.1 | 43.8 | 307 | 7.0091
2010 | 4 | 17 | 2 | 32.6 | 32.3 | 225 | 6.9659
2010 | 4 | 17 | 3 | 38.9 | 38.5 | 275 | 7.1429
2010 | 4 | 17 | 4 | 41.2 | 40.8 | 290 | 7.1078
2010 | 4 | 17 | 5 | 41.4 | 41.1 | 294 | 7.1533
2010 | 4 | 17 | 6 | 46.8 | 46.5 | 328 | 7.0538
2010 | 4 | 17 | 7 | 52 | 51.6 | 364 | 7.0543
2010 | 4 | 17 | 8 | 82 | 81.7 | 579 | 7.0869
2010 | 4 | 17 | 9 | 55.7 | 55.4 | 384 | 6.9314
2010 | 4 | 17 | 10 | 30.8 | 30.5 | 213 | 6.9836
2010 | 4 | 17 | 11 | 37 | 36.7 | 260 | 7.0845
2010 | 4 | 17 | 12 | 36.2 | 35.9 | 250 | 6.9638
2010 | 4 | 17 | 13 | 52.3 | 52 | 367 | 7.0577
2010 | 4 | 17 | 14 | 66 | 65.6 | 467 | 7.1189
2010 | 4 | 17 | 15 | 75.6 | 75.2 | 535 | 7.1144
2010 | 4 | 17 | 16 | 57.2 | 56.9 | 395 | 6.942
2010 | 4 | 17 | 17 | 36.9 | 36.6 | 259 | 7.0765
2010 | 4 | 17 | 18 | 41.9 | 41.6 | 293 | 7.0433
2010 | 4 | 17 | 19 | 55.5 | 55.1 | 393 | 7.1325
2010 | 4 | 17 | 20 | 50.5 | 50.2 | 357 | 7.1116
2010 | 4 | 17 | 21 | 42.6 | 42.3 | 295 | 6.974
2010 | 4 | 17 | 22 | 44.9 | 44.6 | 314 | 7.0404
2010 | 4 | 17 | 23 | 66.6 | 66.2 | 466 | 7.0393
2010 | 4 | 17 | 24 | 36 | 35.6 | 255 | 7.1629
2010 | 4 | 18 | 1 | 45.2 | 44.9 | 317 | 7.0601
2010 | 4 | 18 | 2 | 31.8 | 31.5 | 223 | 7.0794
2010 | 4 | 18 | 3 | 35.9 | 35.5 | 254 | 7.1549
2010 | 4 | 18 | 4 | 52.1 | 51.7 | 371 | 7.176
2010 | 4 | 18 | 5 | 43.9 | 43.6 | 309 | 7.0872
2010 | 4 | 18 | 6 | 33.8 | 33.4 | 238 | 7.1257
2010 | 4 | 18 | 7 | 40.7 | 40.3 | 287 | 7.1216
2010 | 4 | 18 | 8 | 42.5 | 42.2 | 301 | 7.1327
2010 | 4 | 18 | 9 | 39.5 | 39.2 | 275 | 7.0153
2010 | 4 | 18 | 10 | 49.6 | 49.3 | 353 | 7.1602
2010 | 4 | 18 | 11 | 64.9 | 64.6 | 458 | 7.0898
2010 | 4 | 18 | 12 | 70.4 | 70.1 | 498 | 7.1041
2010 | 4 | 18 | 13 | 56 | 55.7 | 392 | 7.0377
2010 | 4 | 18 | 14 | 58 | 57.7 | 414 | 7.175
2010 | 4 | 18 | 15 | 51.1 | 50.8 | 359 | 7.0669
2010 | 4 | 18 | 16 | 63.3 | 63 | 448 | 7.1111
2010 | 4 | 18 | 17 | 64.4 | 64.1 | 454 | 7.0827
2010 | 4 | 18 | 18 | 69.3 | 69 | 486 | 7.0435
2010 | 4 | 18 | 19 | 69.5 | 69.2 | 490 | 7.0809
2010 | 4 | 18 | 20 | 103.4 | 103.1 | 716 | 6.9447
2010 | 4 | 18 | 21 | 106.1 | 105.8 | 726 | 6.862
2010 | 4 | 18 | 22 | 82.1 | 81.8 | 570 | 6.9682
2010 | 4 | 18 | 23 | 93.2 | 92.8 | 645 | 6.9504
2010 | 4 | 18 | 24 | 40.4 | 40.1 | 280 | 6.9825
2010 | 4 | 19 | 1 | 30.7 | 30.4 | 215 | 7.0724
2010 | 4 | 19 | 2 | 31 | 30.7 | 219 | 7.1336
2010 | 4 | 19 | 3 | 29.7 | 29.4 | 208 | 7.0748
2010 | 4 | 19 | 4 | 29.9 | 29.6 | 209 | 7.0608
2010 | 4 | 19 | 5 | 34 | 33.7 | 236 | 7.003
2010 | 4 | 19 | 6 | 34.2 | 33.9 | 237 | 6.9912
2010 | 4 | 19 | 7 | 42.7 | 42.4 | 299 | 7.0519
2010 | 4 | 19 | 8 | 69.1 | 68.8 | 485 | 7.0494
2010 | 4 | 19 | 9 | 78 | 77.7 | 549 | 7.0656
2010 | 4 | 19 | 10 | 93.6 | 93.3 | 651 | 6.9775
2010 | 4 | 19 | 11 | 85.3 | 85 | 590 | 6.9412
2010 | 4 | 19 | 12 | 92.1 | 91.8 | 644 | 7.0153
2010 | 4 | 19 | 13 | 118.5 | 118.2 | 814 | 6.8866
2010 | 4 | 19 | 14 | 140.4 | 140.1 | 952 | 6.7951
2010 | 4 | 19 | 15 | 155.1 | 154.7 | 1027 | 6.6387
2010 | 4 | 19 | 16 | 118.2 | 117.8 | 804 | 6.8251
2010 | 4 | 19 | 17 | 78.2 | 77.9 | 531 | 6.8164
2010 | 4 | 19 | 18 | 41.8 | 41.5 | 287 | 6.9157
2010 | 4 | 19 | 19 | 49.4 | 49.1 | 346 | 7.0468
2010 | 4 | 19 | 20 | 88.1 | 87.7 | 617 | 7.0353
2010 | 4 | 19 | 21 | 125 | 124.6 | 856 | 6.87
2010 | 4 | 19 | 22 | 104 | 103.6 | 719 | 6.9402
2010 | 4 | 19 | 23 | 85.3 | 85 | 583 | 6.8588
2010 | 4 | 19 | 24 | 31 | 30.7 | 219 | 7.1336
2010 | 4 | 20 | 1 | 48.5 | 48.1 | 346 | 7.1933
2010 | 4 | 20 | 2 | 29.8 | 29.5 | 213 | 7.2203
2010 | 4 | 20 | 3 | 29.8 | 29.5 | 210 | 7.1186
2010 | 4 | 20 | 4 | 30.7 | 30.4 | 214 | 7.0395
2010 | 4 | 20 | 5 | 33 | 32.7 | 234 | 7.156
2010 | 4 | 20 | 6 | 58.3 | 57.9 | 412 | 7.1157
2010 | 4 | 20 | 7 | 61.4 | 61.1 | 432 | 7.0704
2010 | 4 | 20 | 8 | 75.8 | 75.5 | 531 | 7.0331
2010 | 4 | 20 | 9 | 86.5 | 86.2 | 612 | 7.0998
2010 | 4 | 20 | 10 | 119.1 | 118.8 | 820 | 6.9024
2010 | 4 | 20 | 11 | 100.8 | 100.5 | 697 | 6.9353
2010 | 4 | 20 | 12 | 126.9 | 126.6 | 870 | 6.872
2010 | 4 | 20 | 13 | 129.1 | 128.7 | 879 | 6.8298
2010 | 4 | 20 | 14 | 113.8 | 113.4 | 784 | 6.9136
2010 | 4 | 20 | 15 | 125.5 | 125.1 | 862 | 6.8905
2010 | 4 | 20 | 16 | 102 | 101.6 | 705 | 6.939
2010 | 4 | 20 | 17 | 109.6 | 109.2 | 758 | 6.9414
2010 | 4 | 20 | 18 | 94.2 | 93.8 | 539 | 5.7463
2010 | 4 | 20 | 19 | 92.1 | 91.7 | 650 | 7.0883
2010 | 4 | 20 | 20 | 99.2 | 98.8 | 694 | 7.0243
2010 | 4 | 20 | 21 | 95.2 | 94.8 | 660 | 6.962
2010 | 4 | 20 | 22 | 74.7 | 74.3 | 517 | 6.9583
2010 | 4 | 20 | 23 | 74.3 | 73.9 | 518 | 7.0095
2010 | 4 | 20 | 24 | 86.6 | 86.2 | 614 | 7.123
2010 | 4 | 21 | 1 | 73.1 | 72.7 | 512 | 7.0426
2010 | 4 | 21 | 2 | 50 | 49.6 | 346 | 6.9758
2010 | 4 | 21 | 3 | 32.7 | 32.3 | 233 | 7.2136
2010 | 4 | 21 | 4 | 39.9 | 39.6 | 283 | 7.1465
2010 | 4 | 21 | 5 | 50.2 | 49.9 | 350 | 7.014
2010 | 4 | 21 | 6 | 65.9 | 65.6 | 467 | 7.1189
2010 | 4 | 21 | 7 | 87.5 | 87.2 | 610 | 6.9954
2010 | 4 | 21 | 8 | 98.5 | 98.2 | 685 | 6.9756
2010 | 4 | 21 | 9 | 94.9 | 94.6 | 658 | 6.9556
2010 | 4 | 21 | 10 | 121.1 | 120.8 | 838 | 6.9371
2010 | 4 | 21 | 11 | 147.7 | 147.4 | 993 | 6.7368
2010 | 4 | 21 | 12 | 125.6 | 125.3 | 852 | 6.7997
2010 | 4 | 21 | 13 | 102.2 | 101.9 | 703 | 6.8989
2010 | 4 | 21 | 14 | 99 | 98.7 | 684 | 6.9301
2010 | 4 | 21 | 15 | 97 | 96.7 | 677 | 7.001
2010 | 4 | 21 | 16 | 92.3 | 92 | 639 | 6.9457
2010 | 4 | 21 | 17 | 92.4 | 92.1 | 639 | 6.9381
2010 | 4 | 21 | 18 | 81 | 80.6 | 559 | 6.9355
2010 | 4 | 21 | 19 | 101.5 | 101.1 | 710 | 7.0227
2010 | 4 | 21 | 20 | 99.5 | 99.1 | 695 | 7.0131
2010 | 4 | 21 | 21 | 138.8 | 138.5 | 933 | 6.7365
2010 | 4 | 21 | 22 | 136 | 135.7 | 907 | 6.6839
2010 | 4 | 21 | 23 | 130 | 129.6 | 891 | 6.875
2010 | 4 | 21 | 24 | 93 | 92.6 | 633 | 6.8359
2010 | 4 | 22 | 1 | 30.6 | 30.3 | 212 | 6.9967
2010 | 4 | 22 | 2 | 29.8 | 29.5 | 208 | 7.0508
2010 | 4 | 22 | 3 | 30.7 | 30.4 | 214 | 7.0395
2010 | 4 | 22 | 4 | 30.5 | 30.2 | 213 | 7.053
2010 | 4 | 22 | 5 | 37.1 | 36.8 | 259 | 7.038
2010 | 4 | 22 | 6 | 53.4 | 53.1 | 376 | 7.081
2010 | 4 | 22 | 7 | 78.9 | 78.6 | 550 | 6.9975
2010 | 4 | 22 | 8 | 92.2 | 91.9 | 644 | 7.0076
2010 | 4 | 22 | 9 | 150 | 149.7 | 1010 | 6.7468
2010 | 4 | 22 | 10 | 145.1 | 144.8 | 967 | 6.6782
2010 | 4 | 22 | 11 | 122.8 | 122.5 | 834 | 6.8082
2010 | 4 | 22 | 12 | 98.4 | 98.1 | 671 | 6.84
2010 | 4 | 22 | 13 | 94.2 | 93.9 | 651 | 6.9329
2010 | 4 | 22 | 14 | 95.3 | 94.9 | 662 | 6.9758
2010 | 4 | 22 | 15 | 90.9 | 90.5 | 628 | 6.9392
2010 | 4 | 22 | 16 | 80.6 | 80.2 | 553 | 6.8953
2010 | 4 | 22 | 17 | 79.3 | 78.9 | 545 | 6.9075
2010 | 4 | 22 | 18 | 107.4 | 107 | 760 | 7.1028
2010 | 4 | 22 | 19 | 114.6 | 114.2 | 794 | 6.9527
2010 | 4 | 22 | 20 | 107 | 106.6 | 740 | 6.9418
2010 | 4 | 22 | 21 | 115.4 | 115.1 | 797 | 6.9244
2010 | 4 | 22 | 22 | 123.2 | 122.8 | 844 | 6.873
2010 | 4 | 22 | 23 | 101.6 | 101.2 | 705 | 6.9664
2010 | 4 | 22 | 24 | 79.5 | 79.1 | 548 | 6.9279
2010 | 4 | 23 | 1 | 64.7 | 64.3 | 454 | 7.0607
2010 | 4 | 23 | 2 | 53.6 | 53.3 | 372 | 6.9794
2010 | 4 | 23 | 3 | 38.6 | 38.3 | 272 | 7.1018
2010 | 4 | 23 | 4 | 46.4 | 46.1 | 329 | 7.1367
2010 | 4 | 23 | 5 | 62.4 | 62 | 437 | 7.0484
2010 | 4 | 23 | 6 | 102.9 | 102.5 | 713 | 6.9561
2010 | 4 | 23 | 7 | 116 | 115.7 | 797 | 6.8885
2010 | 4 | 23 | 8 | 102.4 | 102.1 | 697 | 6.8266
2010 | 4 | 23 | 9 | 97.3 | 97 | 665 | 6.8557
2010 | 4 | 23 | 10 | 109.2 | 108.9 | 752 | 6.9054
2010 | 4 | 23 | 11 | 108.8 | 108.5 | 746 | 6.8756
2010 | 4 | 23 | 12 | 122.7 | 122.4 | 841 | 6.8709
2010 | 4 | 23 | 13 | 129.1 | 128.8 | 880 | 6.8323
2010 | 4 | 23 | 14 | 124.6 | 124.2 | 849 | 6.8357
2010 | 4 | 23 | 15 | 126.6 | 126.2 | 862 | 6.8304
2010 | 4 | 23 | 16 | 113.4 | 113 | 779 | 6.8938
2010 | 4 | 23 | 17 | 113.9 | 113.5 | 784 | 6.9075
2010 | 4 | 23 | 18 | 109.8 | 109.4 | 756 | 6.9104
2010 | 4 | 23 | 19 | 92.4 | 92 | 635 | 6.9022
2010 | 4 | 23 | 20 | 115.1 | 114.7 | 799 | 6.966
2010 | 4 | 23 | 21 | 101.2 | 100.9 | 698 | 6.9177
2010 | 4 | 23 | 22 | 91.9 | 91.5 | 644 | 7.0383
2010 | 4 | 23 | 23 | 87.7 | 87.4 | 611 | 6.9908
2010 | 4 | 23 | 24 | 66.5 | 66.2 | 465 | 7.0242
2010 | 4 | 24 | 1 | 48.1 | 47.8 | 340 | 7.113
2010 | 4 | 24 | 2 | 41.4 | 41.1 | 292 | 7.1046
2010 | 4 | 24 | 3 | 35.9 | 35.6 | 250 | 7.0225
2010 | 4 | 24 | 4 | 43.6 | 43.3 | 309 | 7.1363
2010 | 4 | 24 | 5 | 59.3 | 59 | 420 | 7.1186
2010 | 4 | 24 | 6 | 68.5 | 68.2 | 480 | 7.0381
2010 | 4 | 24 | 7 | 75 | 74.7 | 525 | 7.0281
2010 | 4 | 24 | 8 | 66.3 | 66 | 461 | 6.9848
2010 | 4 | 24 | 9 | 68.8 | 68.5 | 480 | 7.0073
2010 | 4 | 24 | 10 | 104.2 | 103.9 | 726 | 6.9875
2010 | 4 | 24 | 11 | 126.5 | 126.2 | 864 | 6.8463
2010 | 4 | 24 | 12 | 105.6 | 105.3 | 717 | 6.8091
2010 | 4 | 24 | 13 | 65.2 | 64.9 | 442 | 6.8105
2010 | 4 | 24 | 14 | 44.4 | 44.1 | 312 | 7.0748
2010 | 4 | 24 | 15 | 60.2 | 59.9 | 425 | 7.0952
2010 | 4 | 24 | 16 | 61.9 | 61.6 | 433 | 7.0292
2010 | 4 | 24 | 17 | 58.2 | 57.9 | 409 | 7.0639
2010 | 4 | 24 | 18 | 84.4 | 84.1 | 595 | 7.0749
2010 | 4 | 24 | 19 | 82.6 | 82.3 | 574 | 6.9745
2010 | 4 | 24 | 20 | 61 | 60.7 | 431 | 7.1005
2010 | 4 | 24 | 21 | 108.5 | 108.2 | 750 | 6.9316
2010 | 4 | 24 | 22 | 103.7 | 103.4 | 717 | 6.9342
2010 | 4 | 24 | 23 | 133.3 | 133 | 916 | 6.8872
2010 | 4 | 24 | 24 | 127.8 | 127.5 | 863 | 6.7686
2010 | 4 | 25 | 1 | 48.3 | 48 | 336 | 7
2010 | 4 | 25 | 2 | 37.1 | 36.8 | 261 | 7.0924
2010 | 4 | 25 | 3 | 49.7 | 49.4 | 354 | 7.166
2010 | 4 | 25 | 4 | 60.1 | 59.8 | 418 | 6.99
2010 | 4 | 25 | 5 | 58 | 57.7 | 408 | 7.0711
2010 | 4 | 25 | 6 | 101.2 | 100.9 | 707 | 7.0069
2010 | 4 | 25 | 7 | 87 | 86.7 | 605 | 6.9781
2010 | 4 | 25 | 8 | 81.2 | 81 | 559 | 6.9012
2010 | 4 | 25 | 9 | 55.7 | 55.4 | 389 | 7.0217
2010 | 4 | 25 | 10 | 93.7 | 93.4 | 651 | 6.97
2010 | 4 | 25 | 11 | 151.1 | 150.8 | 1018 | 6.7507
2010 | 4 | 25 | 12 | 155.5 | 155.2 | 1020 | 6.5722
2010 | 4 | 25 | 13 | 111.1 | 110.8 | 744 | 6.7148
2010 | 4 | 25 | 14 | 70.8 | 70.5 | 486 | 6.8936
2010 | 4 | 25 | 15 | 67.6 | 67.3 | 473 | 7.0282
2010 | 4 | 25 | 16 | 100.7 | 100.4 | 702 | 6.992
2010 | 4 | 25 | 17 | 119.9 | 119.6 | 821 | 6.8645
2010 | 4 | 25 | 18 | 92.1 | 91.8 | 627 | 6.8301
2010 | 4 | 25 | 19 | 60.6 | 60.3 | 419 | 6.9486
2010 | 4 | 25 | 20 | 84.2 | 83.9 | 591 | 7.0441
2010 | 4 | 25 | 21 | 117.1 | 116.8 | 794 | 6.7979
2010 | 4 | 25 | 22 | 81 | 80.7 | 556 | 6.8897
2010 | 4 | 25 | 23 | 98.1 | 97.8 | 681 | 6.9632
2010 | 4 | 25 | 24 | 85.1 | 84.8 | 587 | 6.9222
2010 | 4 | 26 | 1 | 58 | 57.7 | 403 | 6.9844
2010 | 4 | 26 | 2 | 57 | 56.7 | 402 | 7.0899
2010 | 4 | 26 | 3 | 59.7 | 59.4 | 420 | 7.0707
2010 | 4 | 26 | 4 | 52.9 | 52.6 | 368 | 6.9962
2010 | 4 | 26 | 5 | 55.3 | 55 | 387 | 7.0364
2010 | 4 | 26 | 6 | 82.8 | 82.5 | 575 | 6.9697
2010 | 4 | 26 | 7 | 85.8 | 85.5 | 590 | 6.9006
2010 | 4 | 26 | 8 | 85.5 | 85.2 | 591 | 6.9366
2010 | 4 | 26 | 9 | 109.5 | 109.2 | 760 | 6.9597
2010 | 4 | 26 | 10 | 141.6 | 141.3 | 963 | 6.8153
2010 | 4 | 26 | 11 | 150.5 | 150.2 | 995 | 6.6245
2010 | 4 | 26 | 12 | 126.5 | 126.2 | 857 | 6.7908
2010 | 4 | 26 | 13 | 153.4 | 153.1 | 1025 | 6.695
2010 | 4 | 26 | 14 | 153.2 | 152.9 | 1009 | 6.5991
2010 | 4 | 26 | 15 | 119.5 | 119.2 | 812 | 6.8121
2010 | 4 | 26 | 16 | 137.4 | 137.1 | 931 | 6.7907
2010 | 4 | 26 | 17 | 138.7 | 138.4 | 936 | 6.763
2010 | 4 | 26 | 18 | 137 | 136.7 | 922 | 6.7447
2010 | 4 | 26 | 19 | 123.4 | 123.1 | 841 | 6.8318
2010 | 4 | 26 | 20 | 153.1 | 152.8 | 1024 | 6.7016
2010 | 4 | 26 | 21 | 167.6 | 167.3 | 1070 | 6.3957
2010 | 4 | 26 | 22 | 106.2 | 105.9 | 707 | 6.6761
2010 | 4 | 26 | 23 | 95.7 | 95.4 | 665 | 6.9706
2010 | 4 | 26 | 24 | 118.4 | 118.1 | 813 | 6.884
2010 | 4 | 27 | 1 | 74.5 | 74.2 | 512 | 6.9003
2010 | 4 | 27 | 2 | 53.9 | 53.6 | 373 | 6.959
2010 | 4 | 27 | 3 | 40.2 | 39.9 | 284 | 7.1178
2010 | 4 | 27 | 4 | 80.8 | 80.5 | 567 | 7.0435
2010 | 4 | 27 | 5 | 94.5 | 94.2 | 642 | 6.8153
2010 | 4 | 27 | 6 | 68.7 | 68.4 | 474 | 6.9298
2010 | 4 | 27 | 7 | 132.2 | 131.9 | 889 | 6.74
2010 | 4 | 27 | 8 | 110.6 | 110.3 | 741 | 6.718
2010 | 4 | 27 | 9 | 144.3 | 144 | 970 | 6.7361
2010 | 4 | 27 | 10 | 149.3 | 149 | 983 | 6.5973
2010 | 4 | 27 | 11 | 122.6 | 122.3 | 804 | 6.574
2010 | 4 | 27 | 12 | 94.1 | 93.8 | 635 | 6.7697
2010 | 4 | 27 | 13 | 110.2 | 109.9 | 761 | 6.9245
2010 | 4 | 27 | 14 | 124.8 | 124.5 | 848 | 6.8112
2010 | 4 | 27 | 15 | 112.9 | 112.6 | 762 | 6.7673
2010 | 4 | 27 | 16 | 107.6 | 107.3 | 729 | 6.794
2010 | 4 | 27 | 17 | 102.5 | 102.2 | 700 | 6.8493
2010 | 4 | 27 | 18 | 97 | 96.7 | 659 | 6.8149
2010 | 4 | 27 | 19 | 81.1 | 80.8 | 571 | 7.0668
2010 | 4 | 27 | 20 | 73 | 72.7 | 511 | 7.0289
2010 | 4 | 27 | 21 | 77.8 | 77.5 | 535 | 6.9032
2010 | 4 | 27 | 22 | 40.7 | 40.4 | 283 | 7.005
2010 | 4 | 27 | 23 | 70.6 | 70.3 | 499 | 7.0982
2010 | 4 | 27 | 24 | 59.7 | 59.4 | 418 | 7.037
2010 | 4 | 28 | 1 | 56.9 | 56.6 | 397 | 7.0141
2010 | 4 | 28 | 2 | 30.2 | 29.9 | 211 | 7.0569
2010 | 4 | 28 | 3 | 33.4 | 33.1 | 234 | 7.0695
2010 | 4 | 28 | 4 | 44.8 | 44.5 | 316 | 7.1011
2010 | 4 | 28 | 5 | 62.9 | 62.6 | 441 | 7.0447
2010 | 4 | 28 | 6 | 99.6 | 99.3 | 691 | 6.9587
2010 | 4 | 28 | 7 | 133 | 132.7 | 903 | 6.8048
2010 | 4 | 28 | 8 | 137.9 | 137.6 | 925 | 6.7224
2010 | 4 | 28 | 9 | 109.2 | 108.9 | 736 | 6.7585
2010 | 4 | 28 | 10 | 86.5 | 86.2 | 603 | 6.9954
2010 | 4 | 28 | 11 | 101.9 | 101.6 | 699 | 6.8799
2010 | 4 | 28 | 12 | 91.2 | 90.9 | 631 | 6.9417
2010 | 4 | 28 | 13 | 107.6 | 107.3 | 752 | 7.0084
2010 | 4 | 28 | 14 | 114.8 | 114.5 | 780 | 6.8122
2010 | 4 | 28 | 15 | 81.6 | 81.3 | 558 | 6.8635
2010 | 4 | 28 | 16 | 91.3 | 91 | 639 | 7.022
2010 | 4 | 28 | 17 | 113.2 | 112.9 | 785 | 6.9531
2010 | 4 | 28 | 18 | 127.3 | 127 | 866 | 6.8189
2010 | 4 | 28 | 19 | 108.3 | 108 | 742 | 6.8704
2010 | 4 | 28 | 20 | 119.3 | 119 | 818 | 6.8739
2010 | 4 | 28 | 21 | 126.6 | 126.3 | 860 | 6.8092
2010 | 4 | 28 | 22 | 104.4 | 104.1 | 710 | 6.8204
2010 | 4 | 28 | 23 | 107.3 | 107 | 744 | 6.9533
2010 | 4 | 28 | 24 | 93.5 | 93.2 | 649 | 6.9635
2010 | 4 | 29 | 1 | 63.6 | 63.3 | 436 | 6.8878
2010 | 4 | 29 | 2 | 30.4 | 30.1 | 212 | 7.0432
2010 | 4 | 29 | 3 | 30.6 | 30.3 | 214 | 7.0627
2010 | 4 | 29 | 4 | 33.2 | 32.9 | 233 | 7.0821
2010 | 4 | 29 | 5 | 39.4 | 39.1 | 276 | 7.0588
2010 | 4 | 29 | 6 | 74.4 | 74.1 | 521 | 7.031
2010 | 4 | 29 | 7 | 115.7 | 115.4 | 792 | 6.8631
2010 | 4 | 29 | 8 | 130.4 | 130.1 | 884 | 6.7948
2010 | 4 | 29 | 9 | 123.2 | 122.9 | 840 | 6.8348
2010 | 4 | 29 | 10 | 127.5 | 127.2 | 857 | 6.7374
2010 | 4 | 29 | 11 | 125.4 | 125.1 | 844 | 6.7466
2010 | 4 | 29 | 12 | 115.1 | 114.8 | 779 | 6.7857
2010 | 4 | 29 | 13 | 143.1 | 142.8 | 966 | 6.7647
2010 | 4 | 29 | 14 | 130.6 | 130.3 | 900 | 6.9071
2010 | 4 | 29 | 15 | 98.1 | 97.8 | 665 | 6.7996
2010 | 4 | 29 | 16 | 89.2 | 88.9 | 615 | 6.9179
2010 | 4 | 29 | 17 | 85.2 | 84.9 | 593 | 6.9847
2010 | 4 | 29 | 18 | 131 | 130.7 | 895 | 6.8477
2010 | 4 | 29 | 19 | 135.4 | 135.1 | 912 | 6.7506
2010 | 4 | 29 | 20 | 128.1 | 127.8 | 866 | 6.7762
2010 | 4 | 29 | 21 | 140.1 | 139.8 | 931 | 6.6595
2010 | 4 | 29 | 22 | 103.4 | 103.1 | 684 | 6.6343
2010 | 4 | 29 | 23 | 74.5 | 74.2 | 509 | 6.8598
2010 | 4 | 29 | 24 | 76.6 | 76.3 | 532 | 6.9725
2010 | 4 | 30 | 1 | 33.7 | 33.4 | 232 | 6.9461
2010 | 4 | 30 | 2 | 30.1 | 29.8 | 208 | 6.9799
2010 | 4 | 30 | 3 | 30.8 | 30.5 | 213 | 6.9836
2010 | 4 | 30 | 4 | 30.7 | 30.4 | 213 | 7.0066
2010 | 4 | 30 | 5 | 50.9 | 50.6 | 358 | 7.0751
2010 | 4 | 30 | 6 | 78.3 | 78 | 544 | 6.9744
2010 | 4 | 30 | 7 | 88.1 | 87.8 | 615 | 7.0046
2010 | 4 | 30 | 8 | 136.3 | 136 | 917 | 6.7426
2010 | 4 | 30 | 9 | 124.7 | 124.4 | 761 | 6.1174
2010 | 4 | 30 | 10 | 109.7 | 109.4 | 745 | 6.8099
2010 | 4 | 30 | 11 | 105 | 104.7 | 717 | 6.8481
2010 | 4 | 30 | 12 | 89 | 88.7 | 602 | 6.7869
2010 | 4 | 30 | 13 | 66.1 | 65.8 | 457 | 6.9453
2010 | 4 | 30 | 14 | 85.5 | 85.2 | 593 | 6.9601
2010 | 4 | 30 | 15 | 85.8 | 85.5 | 598 | 6.9942
2010 | 4 | 30 | 16 | 83.7 | 83.4 | 582 | 6.9784
2010 | 4 | 30 | 17 | 66.2 | 65.9 | 460 | 6.9803
2010 | 4 | 30 | 18 | 48.8 | 48.5 | 340 | 7.0103
2010 | 4 | 30 | 19 | 56.3 | 56 | 396 | 7.0714
2010 | 4 | 30 | 20 | 82.2 | 81.9 | 575 | 7.0208
2010 | 4 | 30 | 21 | 96.1 | 95.8 | 661 | 6.8998
2010 | 4 | 30 | 22 | 96.3 | 96 | 667 | 6.9479
2010 | 4 | 30 | 23 | 81.5 | 81.2 | 566 | 6.9704
2010 | 4 | 30 | 24 | 64.8 | 64.5 | 453 | 7.0233
2010 | 5 | 1 | 1 | 55.6 | 55.3 | 388 | 7.0163
2010 | 5 | 1 | 2 | 57.1 | 56.8 | 400 | 7.0423
2010 | 5 | 1 | 3 | 77.2 | 76.9 | 542 | 7.0481
2010 | 5 | 1 | 4 | 41.6 | 41.3 | 288 | 6.9734
2010 | 5 | 1 | 5 | 37.3 | 37 | 260 | 7.027
2010 | 5 | 1 | 6 | 46.5 | 46.2 | 323 | 6.9913
2010 | 5 | 1 | 7 | 46.7 | 46.4 | 329 | 7.0905
2010 | 5 | 1 | 8 | 113 | 112.7 | 773 | 6.8589
2010 | 5 | 1 | 9 | 108.2 | 107.9 | 738 | 6.8397
2010 | 5 | 1 | 10 | 114.5 | 114.2 | 767 | 6.7163
2010 | 5 | 1 | 11 | 74.5 | 74.2 | 506 | 6.8194
2010 | 5 | 1 | 12 | 60.9 | 60.6 | 424 | 6.9967
2010 | 5 | 1 | 13 | 77.7 | 77.4 | 546 | 7.0543
2010 | 5 | 1 | 14 | 72.9 | 72.6 | 507 | 6.9835
2010 | 5 | 1 | 15 | 67.7 | 67.4 | 471 | 6.9881
2010 | 5 | 1 | 16 | 69.4 | 69.1 | 485 | 7.0188
2010 | 5 | 1 | 17 | 87.7 | 87.4 | 619 | 7.0824
2010 | 5 | 1 | 18 | 109.6 | 109.3 | 759 | 6.9442
2010 | 5 | 1 | 19 | 95.1 | 94.8 | 661 | 6.9726
2010 | 5 | 1 | 20 | 101.2 | 100.9 | 703 | 6.9673
2010 | 5 | 1 | 21 | 112.3 | 112 | 769 | 6.8661
2010 | 5 | 1 | 22 | 142.5 | 142.2 | 956 | 6.7229
2010 | 5 | 1 | 23 | 124.1 | 123.8 | 855 | 6.9063
2010 | 5 | 1 | 24 | 135.8 | 135.5 | 920 | 6.7897
2010 | 5 | 2 | 1 | 63.3 | 63 | 428 | 6.7937
2010 | 5 | 2 | 2 | 30.6 | 30.3 | 214 | 7.0627
2010 | 5 | 2 | 3 | 36.1 | 35.8 | 255 | 7.1229
2010 | 5 | 2 | 4 | 37.4 | 37.1 | 263 | 7.0889
2010 | 5 | 2 | 5 | 33.7 | 33.4 | 234 | 7.006
2010 | 5 | 2 | 6 | 42.6 | 42.3 | 296 | 6.9976
2010 | 5 | 2 | 7 | 41.1 | 40.8 | 277 | 6.7892
2010 | 5 | 2 | 8 | 61.1 | 60.8 | 429 | 7.0559
2010 | 5 | 2 | 9 | 74.2 | 73.9 | 513 | 6.9418
2010 | 5 | 2 | 10 | 101.9 | 101.6 | 701 | 6.8996
2010 | 5 | 2 | 11 | 120.5 | 120.2 | 827 | 6.8802
2010 | 5 | 2 | 12 | 128.6 | 128.3 | 873 | 6.8044
2010 | 5 | 2 | 13 | 78.5 | 78.2 | 536 | 6.8542
2010 | 5 | 2 | 14 | 38.7 | 38.4 | 265 | 6.901
2010 | 5 | 2 | 15 | 46.1 | 45.8 | 327 | 7.1397
2010 | 5 | 2 | 16 | 89 | 88.7 | 630 | 7.1026
2010 | 5 | 2 | 17 | 99.3 | 99 | 692 | 6.9899
2010 | 5 | 2 | 18 | 89.2 | 88.9 | 609 | 6.8504
2010 | 5 | 2 | 19 | 72.6 | 72.3 | 506 | 6.9986
2010 | 5 | 2 | 20 | 114.8 | 114.5 | 805 | 7.0306
2010 | 5 | 2 | 21 | 151.3 | 151 | 1015 | 6.7219
2010 | 5 | 2 | 22 | 116.8 | 116.5 | 774 | 6.6438
2010 | 5 | 2 | 23 | 76.2 | 75.9 | 525 | 6.917
2010 | 5 | 2 | 24 | 91.6 | 91.3 | 645 | 7.0646
2010 | 5 | 3 | 1 | 103.3 | 103 | 723 | 7.0194
2010 | 5 | 3 | 2 | 95.7 | 95.4 | 655 | 6.8658
2010 | 5 | 3 | 3 | 32.5 | 32.2 | 224 | 6.9565
2010 | 5 | 3 | 4 | 32.3 | 32 | 226 | 7.0625
2010 | 5 | 3 | 5 | 57.8 | 57.5 | 409 | 7.113
2010 | 5 | 3 | 6 | 87.5 | 87.2 | 611 | 7.0069
2010 | 5 | 3 | 7 | 126.7 | 126.4 | 867 | 6.8592
2010 | 5 | 3 | 8 | 149 | 148.7 | 998 | 6.7115
2010 | 5 | 3 | 9 | 159.6 | 159.3 | 1054 | 6.6164
2010 | 5 | 3 | 10 | 140.4 | 140.1 | 931 | 6.6453
2010 | 5 | 3 | 11 | 139.6 | 139.3 | 938 | 6.7337
2010 | 5 | 3 | 12 | 138.9 | 138.6 | 933 | 6.7316
2010 | 5 | 3 | 13 | 148.8 | 148.5 | 992 | 6.6801
2010 | 5 | 3 | 14 | 124.7 | 124.4 | 845 | 6.7926
2010 | 5 | 3 | 15 | 133.4 | 133.1 | 903 | 6.7844
2010 | 5 | 3 | 16 | 125.1 | 124.8 | 842 | 6.7468
2010 | 5 | 3 | 17 | 141.6 | 141.3 | 953 | 6.7445
2010 | 5 | 3 | 18 | 171.6 | 171.3 | 1110 | 6.4799
2010 | 5 | 3 | 19 | 169.9 | 169.6 | 1094 | 6.4505
2010 | 5 | 3 | 20 | 166.3 | 166 | 1077 | 6.488
2010 | 5 | 3 | 21 | 168.6 | 168.3 | 1080 | 6.4171
2010 | 5 | 3 | 22 | 136.7 | 136.4 | 899 | 6.5909
2010 | 5 | 3 | 23 | 122.3 | 122 | 832 | 6.8197
2010 | 5 | 3 | 24 | 119.2 | 118.9 | 809 | 6.804
2010 | 5 | 4 | 1 | 77.5 | 77.2 | 525 | 6.8005
2010 | 5 | 4 | 2 | 35.4 | 35.1 | 242 | 6.8946
2010 | 5 | 4 | 3 | 70.5 | 70.2 | 496 | 7.0655
2010 | 5 | 4 | 4 | 111.9 | 111.6 | 764 | 6.8459
2010 | 5 | 4 | 5 | 117.1 | 116.8 | 796 | 6.8151
2010 | 5 | 4 | 6 | 115.8 | 115.5 | 782 | 6.7706
2010 | 5 | 4 | 7 | 81.5 | 81.2 | 549 | 6.7611
2010 | 5 | 4 | 8 | 130.5 | 130.2 | 878 | 6.7435
2010 | 5 | 4 | 9 | 141.8 | 141.5 | 934 | 6.6007
2010 | 5 | 4 | 10 | 106.6 | 106.3 | 709 | 6.6698
2010 | 5 | 4 | 11 | 90.7 | 90.4 | 610 | 6.7478
2010 | 5 | 4 | 12 | 96.7 | 96.4 | 658 | 6.8257
2010 | 5 | 4 | 13 | 77.7 | 77.4 | 533 | 6.8863
2010 | 5 | 4 | 14 | 92 | 91.7 | 642 | 7.0011
2010 | 5 | 4 | 15 | 92 | 91.7 | 627 | 6.8375
2010 | 5 | 4 | 16 | 71.2 | 70.9 | 491 | 6.9252
2010 | 5 | 4 | 17 | 89.1 | 88.8 | 622 | 7.0045
2010 | 5 | 4 | 18 | 118.8 | 118.5 | 819 | 6.9114
2010 | 5 | 4 | 19 | 133.7 | 133.4 | 904 | 6.7766
2010 | 5 | 4 | 20 | 125.6 | 125.3 | 855 | 6.8236
2010 | 5 | 4 | 21 | 156.3 | 156 | 1039 | 6.6603
2010 | 5 | 4 | 22 | 136.6 | 136.3 | 911 | 6.6838
2010 | 5 | 4 | 23 | 133 | 132.7 | 907 | 6.835
2010 | 5 | 4 | 24 | 152.1 | 151.8 | 1017 | 6.6996
2010 | 5 | 5 | 1 | 105.5 | 105.2 | 716 | 6.8061
2010 | 5 | 5 | 2 | 59.4 | 59.1 | 412 | 6.9712
2010 | 5 | 5 | 3 | 44.1 | 43.8 | 308 | 7.032
2010 | 5 | 5 | 4 | 54 | 53.7 | 378 | 7.0391
2010 | 5 | 5 | 5 | 63.1 | 62.8 | 444 | 7.0701
2010 | 5 | 5 | 6 | 92.4 | 92.1 | 646 | 7.0141
2010 | 5 | 5 | 7 | 133.9 | 133.6 | 904 | 6.7665
2010 | 5 | 5 | 8 | 128.6 | 128.6 | 860 | 6.6874
2010 | 5 | 5 | 9 | 133.4 | 133.1 | 900 | 6.7618
2010 | 5 | 5 | 10 | 140.1 | 139.8 | 939 | 6.7167
2010 | 5 | 5 | 11 | 141.7 | 141.4 | 942 | 6.662
2010 | 5 | 5 | 12 | 126.1 | 125.8 | 851 | 6.7647
2010 | 5 | 5 | 13 | 138.3 | 138 | 930 | 6.7391
2010 | 5 | 5 | 14 | 142 | 141.7 | 953 | 6.7255
2010 | 5 | 5 | 15 | 126 | 125.7 | 849 | 6.7542
2010 | 5 | 5 | 16 | 107.3 | 107 | 727 | 6.7944
2010 | 5 | 5 | 17 | 103 | 102.7 | 707 | 6.8841
2010 | 5 | 5 | 18 | 101.7 | 101.4 | 694 | 6.8442
2010 | 5 | 5 | 19 | 96.8 | 96.5 | 670 | 6.943
2010 | 5 | 5 | 20 | 107.8 | 107.5 | 745 | 6.9302
2010 | 5 | 5 | 21 | 106.3 | 106 | 724 | 6.8302
2010 | 5 | 5 | 22 | 94.6 | 94.3 | 653 | 6.9247
2010 | 5 | 5 | 23 | 102.9 | 102.6 | 767 | 7.4756
2010 | 5 | 5 | 24 | 101.4 | 101.1 | 702 | 6.9436
2010 | 5 | 6 | 1 | 79.9 | 79.6 | 548 | 6.8844
2010 | 5 | 6 | 2 | 32 | 31.7 | 218 | 6.877
2010 | 5 | 6 | 3 | 57.6 | 57.3 | 410 | 7.1553
2010 | 5 | 6 | 4 | 77.2 | 76.9 | 542 | 7.0481
2010 | 5 | 6 | 5 | 80.5 | 80.2 | 564 | 7.0324
2010 | 5 | 6 | 6 | 94.1 | 93.8 | 656 | 6.9936
2010 | 5 | 6 | 7 | 112 | 111.7 | 769 | 6.8845
2010 | 5 | 6 | 8 | 135.2 | 134.9 | 900 | 6.6716
2010 | 5 | 6 | 9 | 124.9 | 124.6 | 847 | 6.7978
2010 | 5 | 6 | 10 | 154.1 | 153.8 | 1028 | 6.684
2010 | 5 | 6 | 11 | 146.3 | 146 | 959 | 6.5685
2010 | 5 | 6 | 12 | 114.3 | 114 | 765 | 6.7105
2010 | 5 | 6 | 13 | 128.6 | 128.3 | 873 | 6.8044
2010 | 5 | 6 | 14 | 137.3 | 137 | 928 | 6.7737
2010 | 5 | 6 | 15 | 132.6 | 132.3 | 891 | 6.7347
2010 | 5 | 6 | 16 | 104.2 | 103.9 | 699 | 6.7276
2010 | 5 | 6 | 17 | 92.1 | 91.8 | 635 | 6.9172
2010 | 5 | 6 | 18 | 116.4 | 116.1 | 796 | 6.8562
2010 | 5 | 6 | 19 | 126.2 | 125.9 | 859 | 6.8229
2010 | 5 | 6 | 20 | 134 | 133.7 | 909 | 6.7988
2010 | 5 | 6 | 21 | 108 | 107.7 | 724 | 6.7224
2010 | 5 | 6 | 22 | 72.8 | 72.5 | 490 | 6.7586
2010 | 5 | 6 | 23 | 93.7 | 93.4 | 656 | 7.0236
2010 | 5 | 6 | 24 | 136.2 | 135.9 | 922 | 6.7844
2010 | 5 | 7 | 1 | 136.5 | 136.2 | 924 | 6.7841
2010 | 5 | 7 | 2 | 113.7 | 113.4 | 759 | 6.6931
2010 | 5 | 7 | 3 | 58.5 | 58.2 | 397 | 6.8213
2010 | 5 | 7 | 4 | 79.6 | 79.3 | 552 | 6.9609
2010 | 5 | 7 | 5 | 120.1 | 119.8 | 820 | 6.8447
2010 | 5 | 7 | 6 | 116.2 | 115.9 | 791 | 6.8248
2010 | 5 | 7 | 7 | 140.3 | 140 | 931 | 6.65
2010 | 5 | 7 | 8 | 129.7 | 129.5 | 786 | 6.0695
2010 | 5 | 7 | 9 | 121 | 120.7 | 825 | 6.8351
2010 | 5 | 7 | 10 | 150.8 | 150.5 | 1000 | 6.6445
2010 | 5 | 7 | 11 | 138.2 | 137.9 | 908 | 6.5845
2010 | 5 | 7 | 12 | 101.8 | 101.5 | 683 | 6.7291
2010 | 5 | 7 | 13 | 123.5 | 123.2 | 844 | 6.8506
2010 | 5 | 7 | 14 | 143.4 | 143.1 | 965 | 6.7435
2010 | 5 | 7 | 15 | 138.2 | 137.9 | 923 | 6.6933
2010 | 5 | 7 | 16 | 123.1 | 122.8 | 722 | 5.8795
2010 | 5 | 7 | 17 | 118.5 | 118.2 | 804 | 6.802
2010 | 5 | 7 | 18 | 137 | 136.7 | 921 | 6.7374
2010 | 5 | 7 | 19 | 144.6 | 144.3 | 961 | 6.6597
2010 | 5 | 7 | 20 | 104.1 | 103.8 | 707 | 6.8112
2010 | 5 | 7 | 21 | 93.6 | 93.3 | 635 | 6.806
2010 | 5 | 7 | 22 | 94.8 | 94.5 | 638 | 6.7513
2010 | 5 | 7 | 23 | 109 | 108.7 | 750 | 6.8997
2010 | 5 | 7 | 24 | 109 | 108.7 | 747 | 6.8721
2010 | 5 | 8 | 1 | 97.7 | 97.4 | 665 | 6.8275
2010 | 5 | 8 | 2 | 65.8 | 65.5 | 452 | 6.9008
2010 | 5 | 8 | 3 | 56.2 | 55.9 | 389 | 6.9589
2010 | 5 | 8 | 4 | 41.1 | 40.8 | 287 | 7.0343
2010 | 5 | 8 | 5 | 70.2 | 69.9 | 490 | 7.01
2010 | 5 | 8 | 6 | 50.7 | 50.4 | 347 | 6.8849
2010 | 5 | 8 | 7 | 46.3 | 46 | 324 | 7.0435
2010 | 5 | 8 | 8 | 79.2 | 78.9 | 555 | 7.0342
2010 | 5 | 8 | 9 | 83.6 | 83.3 | 605 | 7.2629
2010 | 5 | 8 | 10 | 122 | 121.7 | 826 | 6.7872
2010 | 5 | 8 | 11 | 138.8 | 138.5 | 928 | 6.7004
2010 | 5 | 8 | 12 | 158.5 | 158.2 | 1035 | 6.5424
2010 | 5 | 8 | 13 | 116.4 | 116.1 | 778 | 6.7011
2010 | 5 | 8 | 14 | 94.7 | 94.4 | 637 | 6.7479
2010 | 5 | 8 | 15 | 102.1 | 101.8 | 705 | 6.9253
2010 | 5 | 8 | 16 | 135.2 | 134.9 | 918 | 6.805
2010 | 5 | 8 | 17 | 137.7 | 137.4 | 929 | 6.7613
2010 | 5 | 8 | 18 | 137.1 | 136.8 | 918 | 6.7105
2010 | 5 | 8 | 19 | 120.4 | 120.1 | 813 | 6.7694
2010 | 5 | 8 | 20 | 118.4 | 118.1 | 805 | 6.8163
2010 | 5 | 8 | 21 | 119.8 | 119.5 | 807 | 6.7531
2010 | 5 | 8 | 22 | 86.8 | 86.5 | 570 | 6.5896
2010 | 5 | 8 | 23 | 91.9 | 91.9 | 643 | 6.9967
2010 | 5 | 8 | 24 | 117.5 | 117.2 | 809 | 6.9027
2010 | 5 | 9 | 1 | 84.9 | 84.6 | 571 | 6.7494
2010 | 5 | 9 | 2 | 55 | 54.7 | 372 | 6.8007
2010 | 5 | 9 | 3 | 31.5 | 31.2 | 216 | 6.9231
2010 | 5 | 9 | 4 | 57 | 56.7 | 406 | 7.1605
2010 | 5 | 9 | 5 | 70.6 | 70.3 | 494 | 7.027
2010 | 5 | 9 | 6 | 70.7 | 70.4 | 494 | 7.017
2010 | 5 | 9 | 7 | 65.9 | 65.6 | 464 | 7.0732
2010 | 5 | 9 | 8 | 74.6 | 74.3 | 516 | 6.9448
2010 | 5 | 9 | 9 | 81.5 | 81.2 | 569 | 7.0074
2010 | 5 | 9 | 10 | 116 | 115.7 | 797 | 6.8885
2010 | 5 | 9 | 11 | 116.2 | 115.9 | 797 | 6.8766
2010 | 5 | 9 | 12 | 120.2 | 119.9 | 817 | 6.814
2010 | 5 | 9 | 13 | 80.7 | 80.4 | 549 | 6.8284
2010 | 5 | 9 | 14 | 92 | 91.7 | 631 | 6.8811
2010 | 5 | 9 | 15 | 82.7 | 82.4 | 576 | 6.9903
2010 | 5 | 9 | 16 | 117.9 | 117.6 | 813 | 6.9133
2010 | 5 | 9 | 17 | 118.7 | 118.4 | 809 | 6.8328
2010 | 5 | 9 | 18 | 97.3 | 97 | 659 | 6.7938
2010 | 5 | 9 | 19 | 73.3 | 73 | 506 | 6.9315
2010 | 5 | 9 | 20 | 102 | 101.7 | 708 | 6.9617
2010 | 5 | 9 | 21 | 118.6 | 118.3 | 808 | 6.8301
2010 | 5 | 9 | 22 | 94.8 | 94.5 | 646 | 6.836
2010 | 5 | 9 | 23 | 96.7 | 96.4 | 670 | 6.9502
2010 | 5 | 9 | 24 | 66.2 | 65.9 | 456 | 6.9196
2010 | 5 | 10 | 1 | 64.5 | 64.2 | 456 | 7.1028
2010 | 5 | 10 | 2 | 57.8 | 57.5 | 399 | 6.9391
2010 | 5 | 10 | 3 | 54.7 | 54.4 | 385 | 7.0772
2010 | 5 | 10 | 4 | 65.4 | 65.1 | 461 | 7.0814
2010 | 5 | 10 | 5 | 81 | 80.7 | 565 | 7.0012
2010 | 5 | 10 | 6 | 72.4 | 72.1 | 509 | 7.0596
2010 | 5 | 10 | 7 | 76.2 | 75.9 | 520 | 6.8511
2010 | 5 | 10 | 8 | 98.6 | 98.3 | 675 | 6.8667
2010 | 5 | 10 | 9 | 140.7 | 140.4 | 951 | 6.7735
2010 | 5 | 10 | 10 | 157.7 | 157.4 | 1044 | 6.6328
2010 | 5 | 10 | 11 | 137.5 | 137.2 | 893 | 6.5087
2010 | 5 | 10 | 12 | 123.4 | 123.1 | 827 | 6.7181
2010 | 5 | 10 | 13 | 128.3 | 128 | 864 | 6.75
2010 | 5 | 10 | 14 | 142.6 | 142.3 | 965 | 6.7814
2010 | 5 | 10 | 15 | 149.5 | 149.2 | 995 | 6.6689
2010 | 5 | 10 | 16 | 149.4 | 149.1 | 995 | 6.6734
2010 | 5 | 10 | 17 | 161.9 | 161.6 | 1064 | 6.5842
2010 | 5 | 10 | 18 | 169.4 | 169.1 | 1135 | 6.712
2010 | 5 | 10 | 19 | 165.2 | 164.9 | 1069 | 6.4827
2010 | 5 | 10 | 20 | 157.1 | 156.8 | 1026 | 6.5434
2010 | 5 | 10 | 21 | 130.5 | 130.2 | 876 | 6.7281
2010 | 5 | 10 | 22 | 129.6 | 129.3 | 863 | 6.6744
2010 | 5 | 10 | 23 | 102.7 | 102.4 | 704 | 6.875
2010 | 5 | 10 | 24 | 124.2 | 123.9 | 856 | 6.9088
2010 | 5 | 11 | 1 | 131.9 | 131.6 | 885 | 6.7249
2010 | 5 | 11 | 2 | 87.5 | 87.2 | 589 | 6.7546
2010 | 5 | 11 | 3 | 61.2 | 60.9 | 430 | 7.0608
2010 | 5 | 11 | 4 | 82.7 | 82.4 | 581 | 7.051
2010 | 5 | 11 | 5 | 112.1 | 111.8 | 773 | 6.9141
2010 | 5 | 11 | 6 | 109.4 | 109.1 | 744 | 6.8194
2010 | 5 | 11 | 7 | 100.2 | 99.9 | 685 | 6.8569
2010 | 5 | 11 | 8 | 128.2 | 127.9 | 862 | 6.7396
2010 | 5 | 11 | 9 | 118.9 | 118.6 | 808 | 6.8128
2010 | 5 | 11 | 10 | 135.8 | 135.5 | 914 | 6.7454
2010 | 5 | 11 | 11 | 127.7 | 127.4 | 856 | 6.719
2010 | 5 | 11 | 12 | 129.3 | 129 | 870 | 6.7442
2010 | 5 | 11 | 13 | 130.8 | 130.5 | 879 | 6.7356
2010 | 5 | 11 | 14 | 133 | 132.7 | 901 | 6.7898
2010 | 5 | 11 | 15 | 132.8 | 132.5 | 902 | 6.8075
2010 | 5 | 11 | 16 | 133.4 | 133.1 | 905 | 6.7994
2010 | 5 | 11 | 17 | 133.1 | 132.8 | 898 | 6.762
2010 | 5 | 11 | 18 | 131.4 | 131.1 | 879 | 6.7048
2010 | 5 | 11 | 19 | 136.1 | 135.8 | 925 | 6.8115
2010 | 5 | 11 | 20 | 166.9 | 166.6 | 1096 | 6.5786
2010 | 5 | 11 | 21 | 166 | 165.7 | 1077 | 6.4997
2010 | 5 | 11 | 22 | 139.3 | 139 | 927 | 6.6691
2010 | 5 | 11 | 23 | 144.7 | 144.4 | 963 | 6.669
2010 | 5 | 11 | 24 | 133.7 | 133.4 | 904 | 6.7766
2010 | 5 | 12 | 1 | 123.2 | 122.9 | 828 | 6.7372
2010 | 5 | 12 | 2 | 85.9 | 85.6 | 588 | 6.8692
2010 | 5 | 12 | 3 | 61.6 | 61.3 | 427 | 6.9657
2010 | 5 | 12 | 4 | 62.2 | 61.9 | 436 | 7.0436
2010 | 5 | 12 | 5 | 75.9 | 75.6 | 525 | 6.9444
2010 | 5 | 12 | 6 | 85.4 | 85.1 | 596 | 7.0035
2010 | 5 | 12 | 7 | 115.5 | 115.2 | 793 | 6.8837
2010 | 5 | 12 | 8 | 133.3 | 133 | 895 | 6.7293
2010 | 5 | 12 | 9 | 120.7 | 120.4 | 814 | 6.7608
2010 | 5 | 12 | 10 | 141.1 | 140.8 | 954 | 6.7756
2010 | 5 | 12 | 11 | 166.9 | 166.9 | 1102 | 6.6028
2010 | 5 | 12 | 12 | 169.2 | 168.9 | 1097 | 6.495
2010 | 5 | 12 | 13 | 174.3 | 174 | 1124 | 6.4598
2010 | 5 | 12 | 14 | 178.4 | 178.1 | 1139 | 6.3953
2010 | 5 | 12 | 15 | 171.5 | 171.2 | 1100 | 6.4252
2010 | 5 | 12 | 16 | 154.3 | 154 | 1014 | 6.5844
2010 | 5 | 12 | 17 | 147.9 | 147.6 | 984 | 6.6667
2010 | 5 | 12 | 18 | 157.1 | 156.8 | 1032 | 6.5816
2010 | 5 | 12 | 19 | 162 | 161.7 | 1061 | 6.5615
2010 | 5 | 12 | 20 | 169.7 | 169.4 | 1098 | 6.4817
2010 | 5 | 12 | 21 | 172.9 | 172.6 | 1108 | 6.4195
2010 | 5 | 12 | 22 | 148.7 | 148.4 | 977 | 6.5836
2010 | 5 | 12 | 23 | 149.9 | 149.6 | 995 | 6.6511
2010 | 5 | 12 | 24 | 132 | 131.7 | 885 | 6.7198
2010 | 5 | 13 | 1 | 112.7 | 112.4 | 763 | 6.7883
2010 | 5 | 13 | 2 | 90.1 | 89.8 | 615 | 6.8486
2010 | 5 | 13 | 3 | 75.3 | 75 | 525 | 7
2010 | 5 | 13 | 4 | 70 | 69.7 | 482 | 6.9154
2010 | 5 | 13 | 5 | 63.1 | 62.8 | 442 | 7.0382
2010 | 5 | 13 | 6 | 75.9 | 75.6 | 530 | 7.0106
2010 | 5 | 13 | 7 | 126.9 | 126.6 | 861 | 6.8009
2010 | 5 | 13 | 8 | 132.5 | 132.2 | 878 | 6.6415
2010 | 5 | 13 | 9 | 140.8 | 140.5 | 944 | 6.7189
2010 | 5 | 13 | 10 | 162.1 | 161.8 | 1060 | 6.5513
2010 | 5 | 13 | 11 | 160.4 | 160.1 | 1041 | 6.5022
2010 | 5 | 13 | 12 | 138.8 | 138.5 | 920 | 6.6426
2010 | 5 | 13 | 13 | 142 | 141.7 | 946 | 6.6761
2010 | 5 | 13 | 14 | 165.4 | 165.1 | 1077 | 6.5233
2010 | 5 | 13 | 15 | 169.7 | 169.4 | 1096 | 6.4699
2010 | 5 | 13 | 16 | 163.1 | 162.8 | 1053 | 6.4681
2010 | 5 | 13 | 17 | 142.2 | 141.9 | 940 | 6.6244
2010 | 5 | 13 | 18 | 130.2 | 129.9 | 872 | 6.7129
2010 | 5 | 13 | 19 | 123.1 | 122.8 | 829 | 6.7508
2010 | 5 | 13 | 20 | 129.6 | 129.3 | 880 | 6.8059
2010 | 5 | 13 | 21 | 135.6 | 135.3 | 912 | 6.7406
2010 | 5 | 13 | 22 | 132.8 | 132.5 | 891 | 6.7245
2010 | 5 | 13 | 23 | 132.7 | 132.4 | 896 | 6.7674
2010 | 5 | 13 | 24 | 150.7 | 150.4 | 1005 | 6.6822
2010 | 5 | 14 | 1 | 116.8 | 116.5 | 789 | 6.7725
2010 | 5 | 14 | 2 | 111.2 | 110.9 | 764 | 6.8891
2010 | 5 | 14 | 3 | 82.7 | 82.4 | 568 | 6.8932
2010 | 5 | 14 | 4 | 51.6 | 51.3 | 352 | 6.8616
2010 | 5 | 14 | 5 | 33.5 | 33.2 | 233 | 7.0181
2010 | 5 | 14 | 6 | 89.3 | 89 | 618 | 6.9438
2010 | 5 | 14 | 7 | 103.3 | 103 | 705 | 6.8447
2010 | 5 | 14 | 8 | 146 | 145.7 | 975 | 6.6918
2010 | 5 | 14 | 9 | 136.3 | 136 | 910 | 6.6912
2010 | 5 | 14 | 10 | 137.5 | 137.2 | 920 | 6.7055
2010 | 5 | 14 | 11 | 159.8 | 159.5 | 1042 | 6.5329
2010 | 5 | 14 | 12 | 141.2 | 140.9 | 931 | 6.6075
2010 | 5 | 14 | 13 | 142.3 | 142 | 940 | 6.6197
2010 | 5 | 14 | 14 | 140 | 139.7 | 932 | 6.6714
2010 | 5 | 14 | 15 | 149.4 | 149.1 | 986 | 6.613
2010 | 5 | 14 | 16 | 151.9 | 151.6 | 1000 | 6.5963
2010 | 5 | 14 | 17 | 148.6 | 148.3 | 978 | 6.5947
2010 | 5 | 14 | 18 | 141.9 | 141.6 | 942 | 6.6525
2010 | 5 | 14 | 19 | 137.3 | 137 | 914 | 6.6715
2010 | 5 | 14 | 20 | 125.4 | 125.1 | 844 | 6.7466
2010 | 5 | 14 | 21 | 140.6 | 140.3 | 942 | 6.7142
2010 | 5 | 14 | 22 | 140 | 139.7 | 933 | 6.6786
2010 | 5 | 14 | 23 | 122.8 | 122.5 | 824 | 6.7265
2010 | 5 | 14 | 24 | 102.2 | 101.9 | 700 | 6.8695
2010 | 5 | 15 | 1 | 98.3 | 98 | 675 | 6.8878
2010 | 5 | 15 | 2 | 68.3 | 68 | 465 | 6.8382
2010 | 5 | 15 | 3 | 34 | 33.7 | 236 | 7.003
2010 | 5 | 15 | 4 | 38.1 | 37.8 | 271 | 7.1693
2010 | 5 | 15 | 5 | 55.2 | 54.9 | 389 | 7.0856
2010 | 5 | 15 | 6 | 67.3 | 67 | 466 | 6.9552
2010 | 5 | 15 | 7 | 65.2 | 64.9 | 460 | 7.0878
2010 | 5 | 15 | 8 | 90.3 | 90 | 626 | 6.9556
2010 | 5 | 15 | 9 | 91 | 90.7 | 629 | 6.935
2010 | 5 | 15 | 10 | 104.4 | 104.1 | 718 | 6.8972
2010 | 5 | 15 | 11 | 107.2 | 106.9 | 735 | 6.8756
2010 | 5 | 15 | 12 | 107.1 | 106.8 | 730 | 6.8352
2010 | 5 | 15 | 13 | 100.9 | 100.6 | 689 | 6.8489
2010 | 5 | 15 | 14 | 98.3 | 98 | 672 | 6.8571
2010 | 5 | 15 | 15 | 120.6 | 120.3 | 826 | 6.8662
2010 | 5 | 15 | 16 | 131.6 | 131.3 | 886 | 6.7479
2010 | 5 | 15 | 17 | 137 | 136.7 | 918 | 6.7154
2010 | 5 | 15 | 18 | 139.8 | 139.5 | 930 | 6.6667
2010 | 5 | 15 | 19 | 119.8 | 119.5 | 802 | 6.7113
2010 | 5 | 15 | 20 | 114.7 | 114.4 | 779 | 6.8094
2010 | 5 | 15 | 21 | 129.5 | 129.2 | 880 | 6.8111
2010 | 5 | 15 | 22 | 115.3 | 115 | 778 | 6.7652
2010 | 5 | 15 | 23 | 121.9 | 121.6 | 838 | 6.8914
2010 | 5 | 15 | 24 | 118 | 117.7 | 798 | 6.7799
2010 | 5 | 16 | 1 | 74.3 | 74 | 507 | 6.8514
2010 | 5 | 16 | 2 | 53.8 | 53.5 | 374 | 6.9907
2010 | 5 | 16 | 3 | 39 | 38.7 | 273 | 7.0543
2010 | 5 | 16 | 4 | 55.7 | 55.4 | 390 | 7.0397
2010 | 5 | 16 | 5 | 64.7 | 64.4 | 454 | 7.0497
2010 | 5 | 16 | 6 | 73.5 | 73.2 | 513 | 7.0082
2010 | 5 | 16 | 7 | 57.6 | 57.3 | 407 | 7.103
2010 | 5 | 16 | 8 | 85.2 | 84.9 | 594 | 6.9965
2010 | 5 | 16 | 9 | 74.7 | 74.4 | 518 | 6.9624
2010 | 5 | 16 | 10 | 92.1 | 91.8 | 639 | 6.9608
2010 | 5 | 16 | 11 | 120.3 | 120 | 824 | 6.8667
2010 | 5 | 16 | 12 | 143.6 | 143.3 | 964 | 6.7271
2010 | 5 | 16 | 13 | 136.9 | 136.6 | 916 | 6.7057
2010 | 5 | 16 | 14 | 140.3 | 140 | 935 | 6.6786
2010 | 5 | 16 | 15 | 127.7 | 127.4 | 861 | 6.7582
2010 | 5 | 16 | 16 | 124.6 | 124.3 | 838 | 6.7418
2010 | 5 | 16 | 17 | 114.2 | 113.9 | 778 | 6.8306
2010 | 5 | 16 | 18 | 128.6 | 128.3 | 872 | 6.7966
2010 | 5 | 16 | 19 | 138.3 | 138 | 928 | 6.7246
2010 | 5 | 16 | 20 | 132.4 | 132.1 | 892 | 6.7525
2010 | 5 | 16 | 21 | 133.3 | 133 | 895 | 6.7293
2010 | 5 | 16 | 22 | 110.8 | 110.5 | 747 | 6.7602
2010 | 5 | 16 | 23 | 113.1 | 112.8 | 773 | 6.8528
2010 | 5 | 16 | 24 | 104.9 | 104.6 | 724 | 6.9216
2010 | 5 | 17 | 1 | 108.6 | 108.3 | 752 | 6.9437
2010 | 5 | 17 | 2 | 107.3 | 107 | 742 | 6.9346
2010 | 5 | 17 | 3 | 66.3 | 66 | 454 | 6.8788
2010 | 5 | 17 | 4 | 69.9 | 69.6 | 480 | 6.8966
2010 | 5 | 17 | 5 | 39.1 | 38.8 | 272 | 7.0103
2010 | 5 | 17 | 6 | 90.2 | 89.9 | 636 | 7.0745
2010 | 5 | 17 | 7 | 133.9 | 133.6 | 912 | 6.8263
2010 | 5 | 17 | 8 | 158 | 157.7 | 1040 | 6.5948
2010 | 5 | 17 | 9 | 123.7 | 123.4 | 817 | 6.6207
2010 | 5 | 17 | 10 | 104.4 | 104.1 | 711 | 6.83
2010 | 5 | 17 | 11 | 114 | 113.7 | 785 | 6.9041
2010 | 5 | 17 | 12 | 149.9 | 149.6 | 1004 | 6.7112
2010 | 5 | 17 | 13 | 154.1 | 153.8 | 1021 | 6.6385
2010 | 5 | 17 | 14 | 177.5 | 177.2 | 1137 | 6.4165
2010 | 5 | 17 | 15 | 184.3 | 184 | 1161 | 6.3098
2010 | 5 | 17 | 16 | 169.2 | 168.9 | 1087 | 6.4358
2010 | 5 | 17 | 17 | 157.3 | 157 | 1029 | 6.5541
2010 | 5 | 17 | 18 | 142.3 | 142 | 950 | 6.6901
2010 | 5 | 17 | 19 | 135.3 | 135 | 908 | 6.7259
2010 | 5 | 17 | 20 | 120.6 | 120.3 | 820 | 6.8163
2010 | 5 | 17 | 21 | 133.9 | 133.6 | 902 | 6.7515
2010 | 5 | 17 | 22 | 131.1 | 130.8 | 902 | 6.896
2010 | 5 | 17 | 23 | 143.2 | 142.9 | 962 | 6.732
2010 | 5 | 17 | 24 | 118.5 | 118.2 | 805 | 6.8105
2010 | 5 | 18 | 1 | 101.8 | 101.5 | 692 | 6.8177
2010 | 5 | 18 | 2 | 80.5 | 80.2 | 554 | 6.9077
2010 | 5 | 18 | 3 | 69.9 | 69.6 | 491 | 7.0546
2010 | 5 | 18 | 4 | 77.1 | 76.8 | 540 | 7.0312
2010 | 5 | 18 | 5 | 83.1 | 82.8 | 582 | 7.029
2010 | 5 | 18 | 6 | 65 | 64.7 | 446 | 6.8934
2010 | 5 | 18 | 7 | 55.7 | 55.4 | 395 | 7.13
2010 | 5 | 18 | 8 | 90.3 | 90 | 635 | 7.0556
2010 | 5 | 18 | 9 | 133.7 | 133.4 | 916 | 6.8666
2010 | 5 | 18 | 10 | 160 | 159.7 | 1051 | 6.5811
2010 | 5 | 18 | 11 | 114.3 | 114 | 760 | 6.6667
2010 | 5 | 18 | 12 | 88.6 | 88.3 | 610 | 6.9083
2010 | 5 | 18 | 13 | 98.9 | 98.6 | 683 | 6.927
2010 | 5 | 18 | 14 | 104.4 | 104.1 | 720 | 6.9164
2010 | 5 | 18 | 15 | 127.3 | 127 | 871 | 6.8583
2010 | 5 | 18 | 16 | 139.4 | 139.1 | 938 | 6.7434
2010 | 5 | 18 | 17 | 133.7 | 133.4 | 902 | 6.7616
2010 | 5 | 18 | 18 | 122.8 | 122.5 | 828 | 6.7592
2010 | 5 | 18 | 19 | 120.9 | 120.6 | 821 | 6.8076
2010 | 5 | 18 | 20 | 108.1 | 107.8 | 738 | 6.846
2010 | 5 | 18 | 21 | 113.6 | 113.3 | 777 | 6.8579
2010 | 5 | 18 | 22 | 117.4 | 117.1 | 806 | 6.883
2010 | 5 | 18 | 23 | 138.2 | 137.9 | 942 | 6.831
2010 | 5 | 18 | 24 | 134 | 133.7 | 911 | 6.8138
2010 | 5 | 19 | 1 | 135 | 134.7 | 914 | 6.7854
2010 | 5 | 19 | 2 | 101.6 | 101.3 | 684 | 6.7522
2010 | 5 | 19 | 3 | 60.4 | 60.1 | 412 | 6.8552
2010 | 5 | 19 | 4 | 51.4 | 51.1 | 361 | 7.0646
2010 | 5 | 19 | 5 | 82 | 81.7 | 576 | 7.0502
2010 | 5 | 19 | 6 | 107 | 106.7 | 739 | 6.926
2010 | 5 | 19 | 7 | 127.4 | 127.1 | 869 | 6.8371
2010 | 5 | 19 | 8 | 124.1 | 123.8 | 830 | 6.7044
2010 | 5 | 19 | 9 | 101.6 | 101.3 | 680 | 6.7127
2010 | 5 | 19 | 10 | 82.9 | 82.6 | 580 | 7.0218
2010 | 5 | 19 | 11 | 113.6 | 113.3 | 786 | 6.9373
2010 | 5 | 19 | 12 | 140.7 | 140.4 | 957 | 6.8162
2010 | 5 | 19 | 13 | 147.6 | 147.3 | 979 | 6.6463
2010 | 5 | 19 | 14 | 113 | 112.7 | 765 | 6.7879
2010 | 5 | 19 | 15 | 99.3 | 99 | 672 | 6.7879
2010 | 5 | 19 | 16 | 111.1 | 110.8 | 769 | 6.9404
2010 | 5 | 19 | 17 | 154.4 | 154.1 | 1037 | 6.7294
2010 | 5 | 19 | 18 | 158.4 | 158.1 | 1050 | 6.6414
2010 | 5 | 19 | 19 | 161.3 | 161 | 1068 | 6.6335
2010 | 5 | 19 | 20 | 126.9 | 126.6 | 852 | 6.7299
2010 | 5 | 19 | 21 | 117.9 | 117.6 | 793 | 6.7432
2010 | 5 | 19 | 22 | 89.2 | 88.9 | 605 | 6.8054
2010 | 5 | 19 | 23 | 96.4 | 96.1 | 664 | 6.9095
2010 | 5 | 19 | 24 | 104 | 103.7 | 727 | 7.0106
2010 | 5 | 20 | 1 | 110.6 | 110.3 | 769 | 6.9719
2010 | 5 | 20 | 2 | 117.3 | 117 | 802 | 6.8547
2010 | 5 | 20 | 3 | 120.1 | 119.8 | 823 | 6.8698
2010 | 5 | 20 | 4 | 110.6 | 110.3 | 757 | 6.8631
2010 | 5 | 20 | 5 | 106.8 | 106.5 | 724 | 6.7981
2010 | 5 | 20 | 6 | 67.4 | 67.1 | 467 | 6.9598
2010 | 5 | 20 | 7 | 88.8 | 88.5 | 622 | 7.0282
2010 | 5 | 20 | 8 | 121.1 | 120.8 | 822 | 6.8046
2010 | 5 | 20 | 9 | 152 | 151.7 | 1004 | 6.6183
2010 | 5 | 20 | 10 | 137.9 | 137.6 | 915 | 6.6497
2010 | 5 | 20 | 11 | 108.2 | 107.9 | 725 | 6.7192
2010 | 5 | 20 | 12 | 93.3 | 93 | 644 | 6.9247
2010 | 5 | 20 | 13 | 108.3 | 108 | 753 | 6.9722
2010 | 5 | 20 | 14 | 129.4 | 129.1 | 883 | 6.8397
2010 | 5 | 20 | 15 | 138.8 | 138.5 | 1001 | 7.2274
2010 | 5 | 20 | 16 | 137.6 | 137.3 | 928 | 6.7589
2010 | 5 | 20 | 17 | 129.5 | 129.2 | 870 | 6.7337
2010 | 5 | 20 | 18 | 108.3 | 108 | 738 | 6.8333
2010 | 5 | 20 | 19 | 113.4 | 113.1 | 767 | 6.7816
2010 | 5 | 20 | 20 | 119.2 | 118.9 | 819 | 6.8881
2010 | 5 | 20 | 21 | 162 | 161.7 | 1068 | 6.6048
2010 | 5 | 20 | 22 | 165.1 | 164.8 | 1063 | 6.4502
2010 | 5 | 20 | 23 | 136.7 | 136.4 | 897 | 6.5762
2010 | 5 | 20 | 24 | 130.2 | 129.9 | 877 | 6.7513
2010 | 5 | 21 | 1 | 120.9 | 120.6 | 819 | 6.791
2010 | 5 | 21 | 2 | 125 | 124.7 | 843 | 6.7602
2010 | 5 | 21 | 3 | 142.6 | 142.3 | 947 | 6.655
2010 | 5 | 21 | 4 | 135.4 | 135.1 | 906 | 6.7061
2010 | 5 | 21 | 5 | 142.5 | 142.2 | 944 | 6.6385
2010 | 5 | 21 | 6 | 112.8 | 112.5 | 751 | 6.6756
2010 | 5 | 21 | 7 | 68.1 | 67.8 | 466 | 6.8732
2010 | 5 | 21 | 8 | 99.2 | 98.9 | 678 | 6.8554
2010 | 5 | 21 | 9 | 109.4 | 109.1 | 749 | 6.8653
2010 | 5 | 21 | 10 | 115.6 | 115.3 | 795 | 6.8951
2010 | 5 | 21 | 11 | 137.8 | 137.5 | 932 | 6.7782
2010 | 5 | 21 | 12 | 122.9 | 122.6 | 824 | 6.721
2010 | 5 | 21 | 13 | 98.3 | 98 | 664 | 6.7755
2010 | 5 | 21 | 14 | 104.6 | 104.3 | 722 | 6.9223
2010 | 5 | 21 | 15 | 119.6 | 119.3 | 827 | 6.9321
2010 | 5 | 21 | 16 | 135.7 | 135.4 | 922 | 6.8095
2010 | 5 | 21 | 17 | 141.5 | 141.2 | 951 | 6.7351
2010 | 5 | 21 | 18 | 129.1 | 128.8 | 869 | 6.7469
2010 | 5 | 21 | 19 | 126.9 | 126.6 | 863 | 6.8167
2010 | 5 | 21 | 20 | 119.9 | 119.6 | 818 | 6.8395
2010 | 5 | 21 | 21 | 145 | 144.7 | 979 | 6.7657
2010 | 5 | 21 | 22 | 127.9 | 127.6 | 850 | 6.6614
2010 | 5 | 21 | 23 | 118.1 | 117.8 | 734 | 6.2309
2010 | 5 | 21 | 24 | 120.2 | 119.9 | 826 | 6.8891
2010 | 5 | 22 | 1 | 120 | 119.7 | 819 | 6.8421
2010 | 5 | 22 | 2 | 89.1 | 88.8 | 601 | 6.768
2010 | 5 | 22 | 3 | 68.2 | 67.9 | 469 | 6.9072
2010 | 5 | 22 | 4 | 61.6 | 61.3 | 431 | 7.031
2010 | 5 | 22 | 5 | 99.6 | 99.3 | 695 | 6.999
2010 | 5 | 22 | 6 | 113.2 | 112.9 | 775 | 6.8645
2010 | 5 | 22 | 7 | 105.5 | 105.2 | 729 | 6.9297
2010 | 5 | 22 | 8 | 106.6 | 106.4 | 729 | 6.8515
2010 | 5 | 22 | 9 | 99.8 | 99.5 | 673 | 6.7638
2010 | 5 | 22 | 10 | 109.3 | 109 | 743 | 6.8165
2010 | 5 | 22 | 11 | 109.2 | 108.9 | 754 | 6.9238
2010 | 5 | 22 | 12 | 128.4 | 128.1 | 874 | 6.8228
2010 | 5 | 22 | 13 | 105.8 | 105.5 | 715 | 6.7773
2010 | 5 | 22 | 14 | 70.3 | 70 | 470 | 6.7143
2010 | 5 | 22 | 15 | 36.1 | 35.8 | 245 | 6.8436
2010 | 5 | 22 | 16 | 92.3 | 92 | 659 | 7.163
2010 | 5 | 22 | 17 | 129.2 | 128.9 | 883 | 6.8503
2010 | 5 | 22 | 18 | 104.2 | 103.9 | 700 | 6.7372
2010 | 5 | 22 | 19 | 69.2 | 68.9 | 473 | 6.865
2010 | 5 | 22 | 20 | 86.2 | 85.9 | 607 | 7.0664
2010 | 5 | 22 | 21 | 127.5 | 127.2 | 878 | 6.9025
2010 | 5 | 22 | 22 | 137.9 | 137.6 | 927 | 6.7369
2010 | 5 | 22 | 23 | 132.3 | 132 | 886 | 6.7121
2010 | 5 | 22 | 24 | 106.1 | 105.8 | 726 | 6.862
2010 | 5 | 23 | 1 | 120.1 | 119.8 | 824 | 6.8781
2010 | 5 | 23 | 2 | 95.4 | 95.1 | 650 | 6.8349
2010 | 5 | 23 | 3 | 76.4 | 76.1 | 522 | 6.8594
2010 | 5 | 23 | 4 | 61.8 | 61.5 | 430 | 6.9919
2010 | 5 | 23 | 5 | 63.9 | 63.6 | 452 | 7.1069
2010 | 5 | 23 | 6 | 69.2 | 68.9 | 517 | 7.5036
2010 | 5 | 23 | 7 | 52.9 | 52.6 | 372 | 7.0722
2010 | 5 | 23 | 8 | 84 | 83.7 | 587 | 7.0131
2010 | 5 | 23 | 9 | 78.3 | 78 | 543 | 6.9615
2010 | 5 | 23 | 10 | 95.3 | 95 | 662 | 6.9684
2010 | 5 | 23 | 11 | 119.3 | 119 | 825 | 6.9328
2010 | 5 | 23 | 12 | 155.8 | 155.5 | 1042 | 6.701
2010 | 5 | 23 | 13 | 140.8 | 140.5 | 935 | 6.6548
2010 | 5 | 23 | 14 | 96.3 | 96 | 650 | 6.7708
2010 | 5 | 23 | 15 | 74.2 | 73.9 | 512 | 6.9283
2010 | 5 | 23 | 16 | 80.6 | 80.3 | 570 | 7.0984
2010 | 5 | 23 | 17 | 108.9 | 108.6 | 757 | 6.9705
2010 | 5 | 23 | 18 | 121.4 | 121.1 | 830 | 6.8538
2010 | 5 | 23 | 19 | 136.9 | 136.6 | 930 | 6.8082
2010 | 5 | 23 | 20 | 161.6 | 161.3 | 1068 | 6.6212
2010 | 5 | 23 | 21 | 165.7 | 165.4 | 1077 | 6.5115
2010 | 5 | 23 | 22 | 138.5 | 138.2 | 914 | 6.6136
2010 | 5 | 23 | 23 | 122 | 121.7 | 822 | 6.7543
2010 | 5 | 23 | 24 | 105.9 | 105.6 | 724 | 6.8561
2010 | 5 | 24 | 1 | 117.9 | 117.6 | 810 | 6.8878
2010 | 5 | 24 | 2 | 115.1 | 114.8 | 778 | 6.777
2010 | 5 | 24 | 3 | 86.7 | 86.4 | 599 | 6.9329
2010 | 5 | 24 | 4 | 91.2 | 90.9 | 634 | 6.9747
2010 | 5 | 24 | 5 | 84.7 | 84.4 | 580 | 6.872
2010 | 5 | 24 | 6 | 96.9 | 96.6 | 670 | 6.9358
2010 | 5 | 24 | 7 | 131.9 | 131.6 | 884 | 6.7173
2010 | 5 | 24 | 8 | 164.5 | 164.2 | 1067 | 6.4982
2010 | 5 | 24 | 9 | 163.3 | 163 | 1062 | 6.5153
2010 | 5 | 24 | 10 | 157.3 | 157 | 1032 | 6.5732
2010 | 5 | 24 | 11 | 166.4 | 166.1 | 1077 | 6.484
2010 | 5 | 24 | 12 | 162.1 | 161.8 | 1058 | 6.5389
2010 | 5 | 24 | 13 | 167 | 166.7 | 1080 | 6.4787
2010 | 5 | 24 | 14 | 156.3 | 156 | 1018 | 6.5256
2010 | 5 | 24 | 15 | 145.1 | 144.8 | 964 | 6.6575
2010 | 5 | 24 | 16 | 134.1 | 133.8 | 892 | 6.6667
2010 | 5 | 24 | 17 | 124.4 | 124.1 | 836 | 6.7365
2010 | 5 | 24 | 18 | 116.9 | 116.6 | 792 | 6.7925
2010 | 5 | 24 | 19 | 145.8 | 145.5 | 983 | 6.756
2010 | 5 | 24 | 20 | 167.2 | 166.9 | 1084 | 6.4949
2010 | 5 | 24 | 21 | 145.9 | 145.6 | 960 | 6.5934
2010 | 5 | 24 | 22 | 123.8 | 123.5 | 815 | 6.5992
2010 | 5 | 24 | 23 | 107.8 | 107.5 | 738 | 6.8651
2010 | 5 | 24 | 24 | 105.6 | 105.3 | 719 | 6.8281
2010 | 5 | 25 | 1 | 88.8 | 88.5 | 612 | 6.9153
2010 | 5 | 25 | 2 | 75.9 | 75.6 | 520 | 6.8783
2010 | 5 | 25 | 3 | 66 | 65.7 | 461 | 7.0167
2010 | 5 | 25 | 4 | 77.6 | 77.3 | 544 | 7.0375
2010 | 5 | 25 | 5 | 82.4 | 82.1 | 601 | 7.3203
2010 | 5 | 25 | 6 | 72.2 | 71.9 | 501 | 6.968
2010 | 5 | 25 | 7 | 97.1 | 96.8 | 676 | 6.9835
2010 | 5 | 25 | 8 | 118.3 | 118 | 805 | 6.822
2010 | 5 | 25 | 9 | 129.3 | 129 | 876 | 6.7907
2010 | 5 | 25 | 10 | 142.6 | 142.3 | 959 | 6.7393
2010 | 5 | 25 | 11 | 150 | 149.7 | 1034 | 6.9071
2010 | 5 | 25 | 12 | 168.3 | 168 | 1091 | 6.494
2010 | 5 | 25 | 13 | 169.5 | 169.2 | 1093 | 6.4598
2010 | 5 | 25 | 14 | 158.9 | 158.6 | 1035 | 6.5259
2010 | 5 | 25 | 15 | 143.8 | 143.5 | 954 | 6.6481
2010 | 5 | 25 | 16 | 140.3 | 140 | 938 | 6.7
2010 | 5 | 25 | 17 | 146.1 | 145.8 | 970 | 6.6529
2010 | 5 | 25 | 18 | 122.2 | 121.9 | 819 | 6.7186
2010 | 5 | 25 | 19 | 116.7 | 116.4 | 790 | 6.7869
2010 | 5 | 25 | 20 | 115.6 | 115.3 | 788 | 6.8343
2010 | 5 | 25 | 21 | 113.7 | 113.4 | 771 | 6.7989
2010 | 5 | 25 | 22 | 123.4 | 123.1 | 836 | 6.7912
2010 | 5 | 25 | 23 | 111.8 | 111.5 | 763 | 6.843
2010 | 5 | 25 | 24 | 131.8 | 131.5 | 897 | 6.8213
2010 | 5 | 26 | 1 | 107.8 | 107.5 | 733 | 6.8186
2010 | 5 | 26 | 2 | 100.6 | 100.3 | 684 | 6.8195
2010 | 5 | 26 | 3 | 55.6 | 55.3 | 383 | 6.9259
2010 | 5 | 26 | 4 | 68.9 | 68.6 | 488 | 7.1137
2010 | 5 | 26 | 5 | 77.5 | 77.2 | 547 | 7.0855
2010 | 5 | 26 | 6 | 98.2 | 97.9 | 685 | 6.9969
2010 | 5 | 26 | 7 | 129.3 | 129 | 884 | 6.8527
2010 | 5 | 26 | 8 | 143.2 | 142.9 | 960 | 6.718
2010 | 5 | 26 | 9 | 157.4 | 157.1 | 1040 | 6.62
2010 | 5 | 26 | 10 | 157.8 | 157.5 | 1034 | 6.5651
2010 | 5 | 26 | 11 | 148.1 | 147.8 | 980 | 6.6306
2010 | 5 | 26 | 12 | 145.8 | 145.5 | 972 | 6.6804
2010 | 5 | 26 | 13 | 156.8 | 156.5 | 1034 | 6.607
2010 | 5 | 26 | 14 | 141.3 | 141 | 941 | 6.6738
2010 | 5 | 26 | 15 | 138.8 | 138.5 | 934 | 6.7437
2010 | 5 | 26 | 16 | 139.9 | 139.6 | 946 | 6.7765
2010 | 5 | 26 | 17 | 149 | 148.7 | 994 | 6.6846
2010 | 5 | 26 | 18 | 144.4 | 144.1 | 965 | 6.6967
2010 | 5 | 26 | 19 | 130.5 | 130.2 | 880 | 6.7588
2010 | 5 | 26 | 20 | 128.7 | 128.4 | 874 | 6.8069
2010 | 5 | 26 | 21 | 132.6 | 132.3 | 890 | 6.7271
2010 | 5 | 26 | 22 | 102.7 | 102.4 | 680 | 6.6406
2010 | 5 | 26 | 23 | 93.6 | 93.3 | 648 | 6.9453
2010 | 5 | 26 | 24 | 121.3 | 121 | 843 | 6.9669
2010 | 5 | 27 | 1 | 128 | 127.7 | 866 | 6.7815
2010 | 5 | 27 | 2 | 83.8 | 83.5 | 568 | 6.8024
2010 | 5 | 27 | 3 | 47.1 | 46.8 | 324 | 6.9231
2010 | 5 | 27 | 4 | 33 | 32.7 | 228 | 6.9725
2010 | 5 | 27 | 5 | 47.1 | 46.8 | 338 | 7.2222
2010 | 5 | 27 | 6 | 88.2 | 87.9 | 618 | 7.0307
2010 | 5 | 27 | 7 | 113.7 | 113.4 | 780 | 6.8783
2010 | 5 | 27 | 8 | 126.2 | 125.9 | 858 | 6.8149
2010 | 5 | 27 | 9 | 148.9 | 148.6 | 997 | 6.7093
2010 | 5 | 27 | 10 | 151.6 | 151.3 | 1004 | 6.6358
2010 | 5 | 27 | 11 | 143.1 | 142.8 | 954 | 6.6807
2010 | 5 | 27 | 12 | 136.3 | 136 | 915 | 6.7279
2010 | 5 | 27 | 13 | 139.5 | 139.2 | 937 | 6.7313
2010 | 5 | 27 | 14 | 148.7 | 148.4 | 987 | 6.6509
2010 | 5 | 27 | 15 | 132.1 | 131.8 | 889 | 6.7451
2010 | 5 | 27 | 16 | 126.2 | 125.9 | 860 | 6.8308
2010 | 5 | 27 | 17 | 115.4 | 115.1 | 783 | 6.8028
2010 | 5 | 27 | 18 | 114.7 | 114.4 | 795 | 6.9493
2010 | 5 | 27 | 19 | 119.2 | 118.9 | 816 | 6.8629
2010 | 5 | 27 | 20 | 111 | 110.7 | 766 | 6.9196
2010 | 5 | 27 | 21 | 147.6 | 147.3 | 1000 | 6.7889
2010 | 5 | 27 | 22 | 156.1 | 155.8 | 1029 | 6.6046
2010 | 5 | 27 | 23 | 125.8 | 125.5 | 855 | 6.8127
2010 | 5 | 27 | 24 | 109.7 | 109.4 | 751 | 6.8647
2010 | 5 | 28 | 1 | 97 | 96.7 | 670 | 6.9286
2010 | 5 | 28 | 2 | 66.3 | 66 | 452 | 6.8485
2010 | 5 | 28 | 3 | 48.6 | 48.3 | 345 | 7.1429
2010 | 5 | 28 | 4 | 39.5 | 39.2 | 280 | 7.1429
2010 | 5 | 28 | 5 | 65.5 | 65.2 | 466 | 7.1472
2010 | 5 | 28 | 6 | 69.2 | 68.9 | 485 | 7.0392
2010 | 5 | 28 | 7 | 88.2 | 87.9 | 619 | 7.0421
2010 | 5 | 28 | 8 | 91.1 | 90.8 | 631 | 6.9493
2010 | 5 | 28 | 9 | 121.3 | 121 | 834 | 6.8926
2010 | 5 | 28 | 10 | 133.6 | 133.3 | 911 | 6.8342
2010 | 5 | 28 | 11 | 132.7 | 132.4 | 890 | 6.7221
2010 | 5 | 28 | 12 | 101.9 | 101.6 | 705 | 6.939
2010 | 5 | 28 | 13 | 140 | 139.7 | 955 | 6.8361
2010 | 5 | 28 | 14 | 159.1 | 158.8 | 1058 | 6.6625
2010 | 5 | 28 | 15 | 159.5 | 159.2 | 1049 | 6.5892
2010 | 5 | 28 | 16 | 130.3 | 130 | 883 | 6.7923
2010 | 5 | 28 | 17 | 124.7 | 124.4 | 845 | 6.7926
2010 | 5 | 28 | 18 | 99.3 | 99 | 690 | 6.9697
2010 | 5 | 28 | 19 | 118.4 | 118.1 | 815 | 6.9009
2010 | 5 | 28 | 20 | 123.5 | 123.2 | 856 | 6.9481
2010 | 5 | 28 | 21 | 154 | 153.7 | 1034 | 6.7274
2010 | 5 | 28 | 22 | 151.3 | 151 | 1010 | 6.6887
2010 | 5 | 28 | 23 | 128.6 | 128.3 | 862 | 6.7186
2010 | 5 | 28 | 24 | 109.3 | 109 | 754 | 6.9174
2010 | 5 | 29 | 1 | 88.7 | 88.4 | 617 | 6.9796
2010 | 5 | 29 | 2 | 101 | 100.7 | 702 | 6.9712
2010 | 5 | 29 | 3 | 76.3 | 76 | 530 | 6.9737
2010 | 5 | 29 | 4 | 79.7 | 79.4 | 566 | 7.1285
2010 | 5 | 29 | 5 | 88.4 | 88.1 | 620 | 7.0375
2010 | 5 | 29 | 6 | 80 | 79.7 | 558 | 7.0013
2010 | 5 | 29 | 7 | 82.8 | 82.5 | 577 | 6.9939
2010 | 5 | 29 | 8 | 68.9 | 68.6 | 479 | 6.9825
2010 | 5 | 29 | 9 | 76.7 | 76.4 | 531 | 6.9503
2010 | 5 | 29 | 10 | 87.8 | 87.5 | 604 | 6.9029
2010 | 5 | 29 | 11 | 83.7 | 83.4 | 586 | 7.0264
2010 | 5 | 29 | 12 | 109.2 | 108.9 | 762 | 6.9972
2010 | 5 | 29 | 13 | 121 | 120.7 | 830 | 6.8766
2010 | 5 | 29 | 14 | 110.3 | 110 | 760 | 6.9091
2010 | 5 | 29 | 15 | 97.3 | 97 | 677 | 6.9794
2010 | 5 | 29 | 16 | 113.2 | 112.9 | 788 | 6.9796
2010 | 5 | 29 | 17 | 142.2 | 141.9 | 967 | 6.8147
2010 | 5 | 29 | 18 | 138.9 | 138.6 | 944 | 6.811
2010 | 5 | 29 | 19 | 142.5 | 142.2 | 987 | 6.9409
2010 | 5 | 29 | 20 | 129.9 | 129.6 | 883 | 6.8133
2010 | 5 | 29 | 21 | 134 | 133.7 | 908 | 6.7913
2010 | 5 | 29 | 22 | 132.5 | 132.2 | 892 | 6.7474
2010 | 5 | 29 | 23 | 130.7 | 130.4 | 886 | 6.7945
2010 | 5 | 29 | 24 | 116.1 | 115.8 | 799 | 6.8998
2010 | 5 | 30 | 1 | 117.6 | 117.3 | 801 | 6.8286
2010 | 5 | 30 | 2 | 90.9 | 90.6 | 624 | 6.8874
2010 | 5 | 30 | 3 | 61.1 | 60.8 | 423 | 6.9572
2010 | 5 | 30 | 4 | 52.7 | 52.4 | 368 | 7.0229
2010 | 5 | 30 | 5 | 66 | 65.7 | 470 | 7.1537
2010 | 5 | 30 | 6 | 71.9 | 71.6 | 494 | 6.8994
2010 | 5 | 30 | 7 | 52.9 | 52.6 | 377 | 7.1673
2010 | 5 | 30 | 8 | 79.2 | 78.9 | 554 | 7.0215
2010 | 5 | 30 | 9 | 60.1 | 59.8 | 414 | 6.9231
2010 | 5 | 30 | 10 | 70.1 | 69.8 | 502 | 7.192
2010 | 5 | 30 | 11 | 88.1 | 87.8 | 611 | 6.959
2010 | 5 | 30 | 12 | 89.1 | 88.8 | 622 | 7.0045
2010 | 5 | 30 | 13 | 86.5 | 86.2 | 602 | 6.9838
2010 | 5 | 30 | 14 | 84.2 | 83.9 | 592 | 7.056
2010 | 5 | 30 | 15 | 92.1 | 91.8 | 646 | 7.037
2010 | 5 | 30 | 16 | 113.1 | 112.8 | 784 | 6.9504
2010 | 5 | 30 | 17 | 114.3 | 114 | 787 | 6.9035
2010 | 5 | 30 | 18 | 115.6 | 115.3 | 798 | 6.9211
2010 | 5 | 30 | 19 | 128.6 | 128.3 | 877 | 6.8355
2010 | 5 | 30 | 20 | 115.6 | 115.3 | 786 | 6.817
2010 | 5 | 30 | 21 | 114.8 | 114.5 | 790 | 6.8996
2010 | 5 | 30 | 22 | 129 | 128.7 | 880 | 6.8376
2010 | 5 | 30 | 23 | 128.2 | 127.9 | 878 | 6.8647
2010 | 5 | 30 | 24 | 121.9 | 121.6 | 827 | 6.801
2010 | 5 | 31 | 1 | 83.8 | 83.5 | 584 | 6.994
2010 | 5 | 31 | 2 | 65.1 | 64.8 | 449 | 6.929
2010 | 5 | 31 | 3 | 38.7 | 38.4 | 270 | 7.0312
2010 | 5 | 31 | 4 | 41.7 | 41.4 | 301 | 7.2705
2010 | 5 | 31 | 5 | 72.7 | 72.4 | 512 | 7.0718
2010 | 5 | 31 | 6 | 67.9 | 67.6 | 478 | 7.071
2010 | 5 | 31 | 7 | 70.1 | 69.8 | 500 | 7.1633
2010 | 5 | 31 | 8 | 97.9 | 97.6 | 686 | 7.0287
2010 | 5 | 31 | 9 | 101.5 | 101.2 | 700 | 6.917
2010 | 5 | 31 | 10 | 114.6 | 114.3 | 788 | 6.8941
2010 | 5 | 31 | 11 | 121.7 | 121.4 | 825 | 6.7957
2010 | 5 | 31 | 12 | 136.5 | 136.2 | 919 | 6.7474
2010 | 5 | 31 | 13 | 113.2 | 112.9 | 762 | 6.7493
2010 | 5 | 31 | 14 | 107.4 | 107.1 | 727 | 6.788
2010 | 5 | 31 | 15 | 94 | 93.7 | 642 | 6.8517
2010 | 5 | 31 | 16 | 94.4 | 94.1 | 658 | 6.9926
2010 | 5 | 31 | 17 | 105.7 | 105.4 | 734 | 6.9639
2010 | 5 | 31 | 18 | 107.6 | 107.3 | 741 | 6.9059
2010 | 5 | 31 | 19 | 108.3 | 108 | 748 | 6.9259
2010 | 5 | 31 | 20 | 92.5 | 92.2 | 643 | 6.974
2010 | 5 | 31 | 21 | 117.5 | 117.2 | 815 | 6.9539
2010 | 5 | 31 | 22 | 139.2 | 138.9 | 936 | 6.7387
2010 | 5 | 31 | 23 | 112.7 | 112.4 | 772 | 6.8683
2010 | 5 | 31 | 24 | 109.6 | 109.3 | 756 | 6.9167
2010 | 6 | 1 | 1 | 131.5 | 131.2 | 891 | 6.7912
2010 | 6 | 1 | 2 | 87.7 | 87.4 | 599 | 6.8535
2010 | 6 | 1 | 3 | 91.5 | 91.2 | 639 | 7.0066
2010 | 6 | 1 | 4 | 92.3 | 92 | 646 | 7.0217
2010 | 6 | 1 | 5 | 104.1 | 103.8 | 713 | 6.869
2010 | 6 | 1 | 6 | 66.2 | 65.9 | 456 | 6.9196
2010 | 6 | 1 | 7 | 82.7 | 82.4 | 575 | 6.9782
2010 | 6 | 1 | 8 | 89.6 | 89.3 | 611 | 6.8421
2010 | 6 | 1 | 9 | 116.2 | 115.9 | 793 | 6.8421
2010 | 6 | 1 | 10 | 116.1 | 115.8 | 787 | 6.7962
2010 | 6 | 1 | 11 | 134.2 | 133.9 | 906 | 6.7662
2010 | 6 | 1 | 12 | 137.3 | 137 | 915 | 6.6788
2010 | 6 | 1 | 13 | 135.9 | 135.6 | 914 | 6.7404
2010 | 6 | 1 | 14 | 135.3 | 135 | 915 | 6.7778
2010 | 6 | 1 | 15 | 138.7 | 138.4 | 941 | 6.7991
2010 | 6 | 1 | 16 | 168.8 | 168.5 | 1110 | 6.5875
2010 | 6 | 1 | 17 | 162.5 | 162.2 | 1066 | 6.5721
2010 | 6 | 1 | 18 | 173.9 | 173.6 | 1123 | 6.4689
2010 | 6 | 1 | 19 | 145.1 | 144.8 | 967 | 6.6782
2010 | 6 | 1 | 20 | 158.7 | 158.4 | 1054 | 6.654
2010 | 6 | 1 | 21 | 154.7 | 154.4 | 1023 | 6.6256
2010 | 6 | 1 | 22 | 144.7 | 144.4 | 968 | 6.7036
2010 | 6 | 1 | 23 | 147.2 | 146.9 | 995 | 6.7733
2010 | 6 | 1 | 24 | 152.9 | 152.6 | 1017 | 6.6645
2010 | 6 | 2 | 1 | 111.1 | 110.8 | 746 | 6.7329
2010 | 6 | 2 | 2 | 90.8 | 90.5 | 618 | 6.8287
2010 | 6 | 2 | 3 | 81.4 | 81.1 | 566 | 6.979
2010 | 6 | 2 | 4 | 130.9 | 130.6 | 914 | 6.9985
2010 | 6 | 2 | 5 | 148 | 147.7 | 1003 | 6.7908
2010 | 6 | 2 | 6 | 147.7 | 147.4 | 978 | 6.635
2010 | 6 | 2 | 7 | 120.7 | 120.4 | 818 | 6.794
2010 | 6 | 2 | 8 | 121.2 | 120.9 | 823 | 6.8073
2010 | 6 | 2 | 9 | 132.8 | 132.5 | 915 | 6.9057
2010 | 6 | 2 | 10 | 174.2 | 173.9 | 1123 | 6.4577
2010 | 6 | 2 | 11 | 145.4 | 145.1 | 952 | 6.561
2010 | 6 | 2 | 12 | 142.3 | 142 | 957 | 6.7394
2010 | 6 | 2 | 13 | 141 | 140.7 | 954 | 6.7804
2010 | 6 | 2 | 14 | 172.2 | 171.9 | 1119 | 6.5096
2010 | 6 | 2 | 15 | 145.9 | 145.6 | 966 | 6.6346
2010 | 6 | 2 | 16 | 123.1 | 122.8 | 834 | 6.7915
2010 | 6 | 2 | 17 | 132.2 | 131.9 | 897 | 6.8006
2010 | 6 | 2 | 18 | 113.5 | 113.2 | 775 | 6.8463
2010 | 6 | 2 | 19 | 120.9 | 120.6 | 828 | 6.8657
2010 | 6 | 2 | 20 | 109.6 | 109.3 | 755 | 6.9076
2010 | 6 | 2 | 21 | 122.2 | 121.9 | 837 | 6.8663
2010 | 6 | 2 | 22 | 103.9 | 103.6 | 714 | 6.8919
2010 | 6 | 2 | 23 | 102.2 | 101.9 | 710 | 6.9676
2010 | 6 | 2 | 24 | 99.7 | 99.4 | 694 | 6.9819
2010 | 6 | 3 | 1 | 92 | 91.7 | 637 | 6.9466
2010 | 6 | 3 | 2 | 59.6 | 59.3 | 414 | 6.9815
2010 | 6 | 3 | 3 | 42.9 | 42.6 | 300 | 7.0423
2010 | 6 | 3 | 4 | 50.3 | 50 | 355 | 7.1
2010 | 6 | 3 | 5 | 40.9 | 40.6 | 287 | 7.069
2010 | 6 | 3 | 6 | 62.9 | 62.6 | 442 | 7.0607
2010 | 6 | 3 | 7 | 47.7 | 47.4 | 330 | 6.962
2010 | 6 | 3 | 8 | 81.9 | 81.6 | 569 | 6.973
2010 | 6 | 3 | 9 | 102.3 | 102 | 705 | 6.9118
2010 | 6 | 3 | 10 | 126.7 | 126.4 | 860 | 6.8038
2010 | 6 | 3 | 11 | 119.7 | 119.4 | 814 | 6.8174
2010 | 6 | 3 | 12 | 142.4 | 142.1 | 962 | 6.7699
2010 | 6 | 3 | 13 | 144.5 | 144.2 | 966 | 6.699
2010 | 6 | 3 | 14 | 137.4 | 137.1 | 927 | 6.7615
2010 | 6 | 3 | 15 | 122.8 | 122.5 | 832 | 6.7918
2010 | 6 | 3 | 16 | 148.2 | 147.9 | 988 | 6.6802
2010 | 6 | 3 | 17 | 137.5 | 137.2 | 921 | 6.7128
2010 | 6 | 3 | 18 | 167 | 166.7 | 1089 | 6.5327
2010 | 6 | 3 | 19 | 140.9 | 140.6 | 938 | 6.6714
2010 | 6 | 3 | 20 | 108.2 | 107.9 | 738 | 6.8397
2010 | 6 | 3 | 21 | 132.4 | 132.1 | 891 | 6.7449
2010 | 6 | 3 | 22 | 126.5 | 126.2 | 853 | 6.7591
2010 | 6 | 3 | 23 | 124.6 | 124.3 | 851 | 6.8463
2010 | 6 | 3 | 24 | 114.2 | 113.9 | 784 | 6.8832
2010 | 6 | 4 | 1 | 79.7 | 79.4 | 552 | 6.9521
2010 | 6 | 4 | 3 | 30.3 | 30 | 209 | 6.9667
2010 | 6 | 4 | 4 | 31.6 | 31.3 | 222 | 7.0927
2010 | 6 | 4 | 5 | 30.9 | 30.6 | 214 | 6.9935
2010 | 6 | 4 | 6 | 31 | 30.7 | 214 | 6.9707
2010 | 6 | 4 | 7 | 44.9 | 44.6 | 309 | 6.9283
2010 | 6 | 4 | 8 | 82.3 | 82 | 572 | 6.9756
2010 | 6 | 4 | 9 | 131.8 | 131.5 | 895 | 6.8061
2010 | 6 | 4 | 10 | 148.1 | 147.8 | 995 | 6.7321
2010 | 6 | 4 | 11 | 146.7 | 146.4 | 981 | 6.7008
2010 | 6 | 4 | 12 | 98.3 | 98 | 670 | 6.8367
2010 | 6 | 4 | 13 | 91.3 | 91 | 634 | 6.967
2010 | 6 | 4 | 14 | 116.7 | 116.4 | 806 | 6.9244
2010 | 6 | 4 | 15 | 133.4 | 133.1 | 913 | 6.8595
2010 | 6 | 4 | 16 | 151.8 | 151.5 | 1022 | 6.7459
2010 | 6 | 4 | 17 | 140.1 | 139.8 | 933 | 6.6738
2010 | 6 | 4 | 18 | 141.9 | 141.6 | 942 | 6.6525
2010 | 6 | 4 | 19 | 129.7 | 129.4 | 879 | 6.7929
2010 | 6 | 4 | 20 | 155.1 | 154.8 | 1034 | 6.6796
2010 | 6 | 4 | 21 | 124.7 | 124.4 | 844 | 6.7846
2010 | 6 | 4 | 22 | 114.3 | 114 | 770 | 6.7544
2010 | 6 | 4 | 23 | 77.2 | 76.9 | 533 | 6.9311
2010 | 6 | 4 | 24 | 120.5 | 120.2 | 830 | 6.9052
2010 | 6 | 5 | 1 | 85.3 | 85 | 593 | 6.9765
2010 | 6 | 5 | 2 | 61.3 | 61 | 428 | 7.0164
2010 | 6 | 5 | 3 | 44.1 | 43.8 | 311 | 7.1005
2010 | 6 | 5 | 4 | 51.5 | 51.2 | 363 | 7.0898
2010 | 6 | 5 | 5 | 41.2 | 40.9 | 288 | 7.0416
2010 | 6 | 5 | 6 | 40 | 39.7 | 279 | 7.0277
2010 | 6 | 5 | 7 | 68.7 | 68.4 | 479 | 7.0029
2010 | 6 | 5 | 8 | 60.1 | 59.8 | 417 | 6.9732
2010 | 6 | 5 | 9 | 86.3 | 86 | 600 | 6.9767
2010 | 6 | 5 | 10 | 99.3 | 99 | 683 | 6.899
2010 | 6 | 5 | 11 | 108.8 | 108.5 | 747 | 6.8848
2010 | 6 | 5 | 12 | 85.1 | 84.8 | 583 | 6.875
2010 | 6 | 5 | 13 | 75.9 | 75.6 | 528 | 6.9841
2010 | 6 | 5 | 14 | 82 | 81.7 | 571 | 6.989
2010 | 6 | 5 | 15 | 85.6 | 85.3 | 597 | 6.9988
2010 | 6 | 5 | 16 | 67.4 | 67 | 475 | 7.0896
2010 | 6 | 5 | 17 | 83.7 | 83.4 | 586 | 7.0264
2010 | 6 | 5 | 18 | 56.6 | 56.3 | 392 | 6.9627
2010 | 6 | 5 | 19 | 86.4 | 86.1 | 603 | 7.0035
2010 | 6 | 5 | 20 | 98.9 | 98.5 | 692 | 7.0254
2010 | 6 | 5 | 21 | 100.9 | 100.5 | 700 | 6.9652
2010 | 6 | 5 | 22 | 77.3 | 77 | 535 | 6.9481
2010 | 6 | 5 | 23 | 60.8 | 60.5 | 427 | 7.0579
2010 | 6 | 5 | 24 | 61.8 | 61.4 | 438 | 7.1336
2010 | 6 | 6 | 1 | 80.6 | 80.3 | 564 | 7.0237
2010 | 6 | 6 | 2 | 44.8 | 44.5 | 315 | 7.0787
2010 | 6 | 6 | 3 | 45.4 | 45.1 | 321 | 7.1175
2010 | 6 | 6 | 4 | 41.6 | 41.3 | 292 | 7.0702
2010 | 6 | 6 | 5 | 51.7 | 51.4 | 365 | 7.1012
2010 | 6 | 6 | 6 | 56.1 | 55.8 | 395 | 7.0789
2010 | 6 | 6 | 7 | 55.6 | 55.2 | 392 | 7.1014
2010 | 6 | 6 | 8 | 80 | 79.7 | 565 | 7.0891
2010 | 6 | 6 | 9 | 62.9 | 62.6 | 435 | 6.9489
2010 | 6 | 6 | 10 | 68.2 | 67.9 | 477 | 7.025
2010 | 6 | 6 | 11 | 121.4 | 121.1 | 837 | 6.9116
2010 | 6 | 6 | 12 | 137.5 | 137.2 | 932 | 6.793
2010 | 6 | 6 | 13 | 124.5 | 124.1 | 847 | 6.8251
2010 | 6 | 6 | 14 | 96.2 | 95.9 | 661 | 6.8926
2010 | 6 | 6 | 15 | 79.1 | 78.7 | 554 | 7.0394
2010 | 6 | 6 | 16 | 116.5 | 116.1 | 804 | 6.9251
2010 | 6 | 6 | 17 | 130.8 | 130.4 | 893 | 6.8482
2010 | 6 | 6 | 18 | 128.5 | 128.1 | 876 | 6.8384
2010 | 6 | 6 | 19 | 136 | 135.6 | 925 | 6.8215
2010 | 6 | 6 | 20 | 131.4 | 131 | 892 | 6.8092
2010 | 6 | 6 | 21 | 150.2 | 149.8 | 1007 | 6.7223
2010 | 6 | 6 | 22 | 129.5 | 129.1 | 876 | 6.7854
2010 | 6 | 6 | 23 | 136.2 | 135.8 | 918 | 6.7599
2010 | 6 | 6 | 24 | 125.2 | 124.8 | 852 | 6.8269
2010 | 6 | 7 | 1 | 117 | 116.6 | 802 | 6.8782
2010 | 6 | 7 | 2 | 86 | 85.7 | 595 | 6.9428
2010 | 6 | 7 | 3 | 37.8 | 37.5 | 266 | 7.0933
2010 | 6 | 7 | 4 | 34.9 | 34.6 | 247 | 7.1387
2010 | 6 | 7 | 5 | 44.6 | 44.3 | 316 | 7.1332
2010 | 6 | 7 | 6 | 40.1 | 39.8 | 282 | 7.0854
2010 | 6 | 7 | 7 | 75.9 | 75.6 | 529 | 6.9974
2010 | 6 | 7 | 8 | 115.8 | 115.5 | 788 | 6.8225
2010 | 6 | 7 | 9 | 103.1 | 102.8 | 705 | 6.858
2010 | 6 | 7 | 10 | 122.8 | 122.5 | 840 | 6.8571
2010 | 6 | 7 | 11 | 95.3 | 95 | 656 | 6.9053
2010 | 6 | 7 | 12 | 98.7 | 98.4 | 680 | 6.9106
2010 | 6 | 7 | 13 | 120.2 | 119.9 | 815 | 6.7973
2010 | 6 | 7 | 14 | 148.7 | 148.4 | 992 | 6.6846
2010 | 6 | 7 | 15 | 168.4 | 168.1 | 1095 | 6.514
2010 | 6 | 7 | 16 | 144.5 | 144.2 | 960 | 6.6574
2010 | 6 | 7 | 17 | 157 | 156.7 | 1041 | 6.6433
2010 | 6 | 7 | 18 | 154.2 | 153.8 | 1018 | 6.619
2010 | 6 | 7 | 19 | 154.6 | 154.2 | 1024 | 6.6407
2010 | 6 | 7 | 20 | 140.8 | 140.4 | 947 | 6.745
2010 | 6 | 7 | 21 | 138.5 | 138.1 | 936 | 6.7777
2010 | 6 | 7 | 22 | 151.2 | 150.8 | 1015 | 6.7308
2010 | 6 | 7 | 23 | 159.9 | 159.5 | 1061 | 6.652
2010 | 6 | 7 | 24 | 138.9 | 138.2 | 935 | 6.7656
2010 | 6 | 8 | 1 | 142.4 | 142 | 963 | 6.7817
2010 | 6 | 8 | 2 | 95 | 93.7 | 653 | 6.9691
2010 | 6 | 8 | 3 | 92.3 | 91.9 | 647 | 7.0403
2010 | 6 | 8 | 4 | 107.6 | 107.2 | 751 | 7.0056
2010 | 6 | 8 | 5 | 133.4 | 133 | 915 | 6.8797
2010 | 6 | 8 | 6 | 155.3 | 154.9 | 1040 | 6.714
2010 | 6 | 8 | 7 | 155.7 | 155.3 | 1032 | 6.6452
2010 | 6 | 8 | 8 | 159.7 | 159.4 | 1046 | 6.5621
2010 | 6 | 8 | 9 | 140.8 | 140.5 | 942 | 6.7046
2010 | 6 | 8 | 10 | 157 | 156.7 | 1033 | 6.5922
2010 | 6 | 8 | 11 | 149.5 | 149.2 | 992 | 6.6488
2010 | 6 | 8 | 12 | 176.3 | 176 | 1139 | 6.4716
2010 | 6 | 8 | 13 | 176.6 | 176.3 | 1129 | 6.4039
2010 | 6 | 8 | 14 | 148.9 | 148.6 | 974 | 6.5545
2010 | 6 | 8 | 15 | 172.5 | 172.2 | 1092 | 6.3415
2010 | 6 | 8 | 16 | 171.9 | 171.6 | 1094 | 6.3753
2010 | 6 | 8 | 17 | 167.1 | 166.8 | 1075 | 6.4448
2010 | 6 | 8 | 18 | 169.4 | 169.1 | 1089 | 6.44
2010 | 6 | 8 | 19 | 154.7 | 154.4 | 1019 | 6.5997
2010 | 6 | 8 | 20 | 159 | 158.6 | 1042 | 6.57
2010 | 6 | 8 | 21 | 189.9 | 189.5 | 1189 | 6.2744
2010 | 6 | 8 | 22 | 163.9 | 163.5 | 1060 | 6.4832
2010 | 6 | 8 | 23 | 165.2 | 162.3 | 1060 | 6.5311
2010 | 6 | 8 | 24 | 177.9 | 148 | 980 | 6.6216
2010 | 6 | 9 | 1 | 178.7 | 144.6 | 940 | 6.5007
2010 | 6 | 9 | 2 | 194.5 | 139.6 | 891 | 6.3825
2010 | 6 | 9 | 3 | 195 | 143.1 | 935 | 6.5339
2010 | 6 | 9 | 4 | 184.6 | 166.5 | 1077 | 6.4685
2010 | 6 | 9 | 5 | 159.9 | 150.8 | 996 | 6.6048
2010 | 6 | 9 | 6 | 132.2 | 123.2 | 829 | 6.7289
2010 | 6 | 9 | 7 | 116.9 | 107.8 | 739 | 6.8553
2010 | 6 | 9 | 8 | 151.6 | 136.5 | 919 | 6.7326
2010 | 6 | 9 | 9 | 163.4 | 148.6 | 986 | 6.6353
2010 | 6 | 9 | 10 | 170.3 | 151.7 | 1003 | 6.6117
2010 | 6 | 9 | 11 | 172.4 | 153.8 | 1012 | 6.58
2010 | 6 | 9 | 12 | 166.4 | 148.5 | 984 | 6.6263
2010 | 6 | 9 | 13 | 161 | 140.1 | 937 | 6.6881
2010 | 6 | 9 | 14 | 175.3 | 140.9 | 936 | 6.643
2010 | 6 | 9 | 15 | 202.2 | 116.4 | 762 | 6.5464
2010 | 6 | 9 | 16 | 202.1 | 116.4 | 840 | 7.2165
2010 | 6 | 9 | 17 | 204.4 | 127.5 | 809 | 6.3451
2010 | 6 | 9 | 18 | 208.8 | 126.2 | 819 | 6.4897
2010 | 6 | 9 | 19 | 197.8 | 98.1 | 636 | 6.4832
2010 | 6 | 9 | 20 | 198.5 | 124.3 | 812 | 6.5326
2010 | 6 | 9 | 21 | 213.7 | 134.6 | 864 | 6.419
2010 | 6 | 9 | 22 | 201.9 | 130.1 | 843 | 6.4796
2010 | 6 | 9 | 23 | 204.2 | 131.6 | 847 | 6.4362
2010 | 6 | 9 | 24 | 182.2 | 110.3 | 724 | 6.5639
2010 | 6 | 10 | 1 | 168.7 | 97.1 | 644 | 6.6323
2010 | 6 | 10 | 2 | 155.2 | 86.1 | 577 | 6.7015
2010 | 6 | 10 | 3 | 163 | 85.1 | 563 | 6.6157
2010 | 6 | 10 | 4 | 150.1 | 90.5 | 608 | 6.7182
2010 | 6 | 10 | 5 | 132.3 | 88.4 | 603 | 6.8213
2010 | 6 | 10 | 6 | 150 | 105.7 | 713 | 6.7455
2010 | 6 | 10 | 7 | 152.1 | 107.1 | 715 | 6.676
2010 | 6 | 10 | 8 | 161.7 | 115.8 | 761 | 6.5717
2010 | 6 | 10 | 9 | 155.5 | 110.2 | 736 | 6.6788
2010 | 6 | 10 | 10 | 155.1 | 111 | 739 | 6.6577
2010 | 6 | 10 | 11 | 177.2 | 133 | 876 | 6.5865
2010 | 6 | 10 | 12 | 200.2 | 154.8 | 999 | 6.4535
2010 | 6 | 10 | 13 | 194.9 | 151 | 955 | 6.3245
2010 | 6 | 10 | 14 | 200.8 | 148.5 | 961 | 6.4714
2010 | 6 | 10 | 15 | 209.2 | 136.5 | 876 | 6.4176
2010 | 6 | 10 | 16 | 189.5 | 121.8 | 790 | 6.486
2010 | 6 | 10 | 17 | 193.3 | 128.7 | 837 | 6.5035
2010 | 6 | 10 | 18 | 215 | 152.6 | 976 | 6.3958
2010 | 6 | 10 | 19 | 214.9 | 152.5 | 974 | 6.3869
2010 | 6 | 10 | 20 | 206.1 | 143.6 | 924 | 6.4345
2010 | 6 | 10 | 21 | 220.1 | 157.7 | 999 | 6.3348
2010 | 6 | 10 | 22 | 232 | 169.6 | 1055 | 6.2205
2010 | 6 | 10 | 23 | 225.9 | 163.4 | 1026 | 6.2791
2010 | 6 | 10 | 24 | 226.1 | 163.6 | 1027 | 6.2775
2010 | 6 | 11 | 1 | 228.3 | 165.9 | 1033 | 6.2266
2010 | 6 | 11 | 2 | 194.4 | 131.9 | 853 | 6.467
2010 | 6 | 11 | 3 | 180.3 | 117.8 | 774 | 6.5705
2010 | 6 | 11 | 4 | 168.1 | 105.7 | 698 | 6.6036
2010 | 6 | 11 | 5 | 156.9 | 93.9 | 627 | 6.6773
2010 | 6 | 11 | 6 | 144.9 | 81.5 | 542 | 6.6503
2010 | 6 | 11 | 7 | 142.9 | 79.5 | 532 | 6.6918
2010 | 6 | 11 | 8 | 195.6 | 132.5 | 861 | 6.4981
2010 | 6 | 11 | 9 | 209.9 | 150.6 | 956 | 6.3479
2010 | 6 | 11 | 10 | 231.7 | 176.3 | 1077 | 6.1089
2010 | 6 | 11 | 11 | 230.3 | 179.8 | 1090 | 6.0623
2010 | 6 | 11 | 12 | 213 | 162.2 | 1003 | 6.1837
2010 | 6 | 11 | 13 | 232.2 | 181.5 | 1094 | 6.0275
2010 | 6 | 11 | 14 | 228.7 | 177.9 | 1079 | 6.0652
2010 | 6 | 11 | 15 | 226.7 | 175.9 | 1073 | 6.1001
2010 | 6 | 11 | 16 | 215.3 | 164.6 | 1023 | 6.2151
2010 | 6 | 11 | 17 | 202.7 | 152 | 961 | 6.3224
2010 | 6 | 11 | 18 | 211.7 | 161 | 1014 | 6.2981
2010 | 6 | 11 | 19 | 188.3 | 137.3 | 883 | 6.4312
2010 | 6 | 11 | 20 | 183.6 | 132.5 | 867 | 6.5434
2010 | 6 | 11 | 21 | 201.4 | 150.5 | 969 | 6.4385
2010 | 6 | 11 | 22 | 208.6 | 158 | 1008 | 6.3797
2010 | 6 | 11 | 23 | 200 | 149.3 | 957 | 6.4099
2010 | 6 | 11 | 24 | 185.3 | 133.2 | 872 | 6.5465
2010 | 6 | 12 | 1 | 167.3 | 107 | 698 | 6.5234
2010 | 6 | 12 | 2 | 134.8 | 81.1 | 540 | 6.6584
2010 | 6 | 12 | 3 | 120.2 | 80.7 | 549 | 6.803
2010 | 6 | 12 | 4 | 129.9 | 92.9 | 631 | 6.7922
2010 | 6 | 12 | 5 | 137.9 | 107.5 | 725 | 6.7442
2010 | 6 | 12 | 6 | 128.4 | 113.7 | 774 | 6.8074
2010 | 6 | 12 | 7 | 126.4 | 115.6 | 789 | 6.8253
2010 | 6 | 12 | 8 | 145.7 | 129.2 | 867 | 6.7105
2010 | 6 | 12 | 9 | 130.6 | 113.8 | 762 | 6.696
2010 | 6 | 12 | 10 | 173.4 | 152.4 | 997 | 6.542
2010 | 6 | 12 | 11 | 199.5 | 179 | 1121 | 6.2626
2010 | 6 | 12 | 12 | 204.7 | 184 | 1131 | 6.1467
2010 | 6 | 12 | 13 | 175.3 | 153 | 988 | 6.4575
2010 | 6 | 12 | 14 | 184 | 161.6 | 1038 | 6.4233
2010 | 6 | 12 | 15 | 179.7 | 157.4 | 1013 | 6.4358
2010 | 6 | 12 | 16 | 185.6 | 168.9 | 1081 | 6.4002
2010 | 6 | 12 | 17 | 195.7 | 178.4 | 1122 | 6.2892
2010 | 6 | 12 | 18 | 183.8 | 166.9 | 1070 | 6.411
2010 | 6 | 12 | 19 | 182.2 | 166.1 | 1066 | 6.4178
2010 | 6 | 12 | 20 | 166.9 | 150.7 | 988 | 6.5561
2010 | 6 | 12 | 21 | 176.9 | 160.7 | 1047 | 6.5152
2010 | 6 | 12 | 22 | 181.1 | 165.1 | 1065 | 6.4506
2010 | 6 | 12 | 23 | 158.4 | 142.2 | 941 | 6.6174
2010 | 6 | 12 | 24 | 147.7 | 130 | 871 | 6.7
2010 | 6 | 13 | 1 | 163.5 | 133.5 | 889 | 6.6592
2010 | 6 | 13 | 2 | 160.7 | 130.7 | 874 | 6.6871
2010 | 6 | 13 | 3 | 173.8 | 143.9 | 954 | 6.6296
2010 | 6 | 13 | 4 | 156.6 | 126.7 | 849 | 6.7009
2010 | 6 | 13 | 5 | 152.3 | 122.4 | 821 | 6.7075
2010 | 6 | 13 | 6 | 111.2 | 81.3 | 556 | 6.8389
2010 | 6 | 13 | 7 | 98.6 | 68.7 | 477 | 6.9432
2010 | 6 | 13 | 8 | 129 | 99.3 | 681 | 6.858
2010 | 6 | 13 | 9 | 137.1 | 104.7 | 705 | 6.7335
2010 | 6 | 13 | 10 | 142.3 | 110.3 | 740 | 6.709
2010 | 6 | 13 | 11 | 166 | 133.8 | 887 | 6.6293
2010 | 6 | 13 | 12 | 199.5 | 166.4 | 1048 | 6.2981
2010 | 6 | 13 | 13 | 204.1 | 171.8 | 1080 | 6.2864
2010 | 6 | 13 | 14 | 189 | 157.5 | 1006 | 6.3873
2010 | 6 | 13 | 15 | 173.7 | 143.2 | 933 | 6.5154
2010 | 6 | 13 | 16 | 172.1 | 141.5 | 918 | 6.4876
2010 | 6 | 13 | 17 | 168.1 | 137.1 | 900 | 6.5646
2010 | 6 | 13 | 18 | 174.4 | 144.5 | 948 | 6.5606
2010 | 6 | 13 | 19 | 164.6 | 134.9 | 895 | 6.6345
2010 | 6 | 13 | 20 | 150.3 | 120.2 | 802 | 6.6722
2010 | 6 | 13 | 21 | 159.6 | 129.5 | 864 | 6.6718
2010 | 6 | 13 | 22 | 171.9 | 141.8 | 940 | 6.6291
2010 | 6 | 13 | 23 | 182.8 | 150.6 | 983 | 6.5272
2010 | 6 | 13 | 24 | 192 | 156.6 | 1002 | 6.3985
2010 | 6 | 14 | 1 | 169.9 | 139.6 | 914 | 6.5473
2010 | 6 | 14 | 2 | 143.6 | 113.4 | 758 | 6.6843
2010 | 6 | 14 | 3 | 156.4 | 102.9 | 695 | 6.7541
2010 | 6 | 14 | 4 | 158 | 100.4 | 669 | 6.6633
2010 | 6 | 14 | 5 | 148.8 | 91.2 | 610 | 6.6886
2010 | 6 | 14 | 6 | 154 | 97 | 652 | 6.7216
2010 | 6 | 14 | 7 | 163.1 | 107.3 | 718 | 6.6915
2010 | 6 | 14 | 8 | 174.6 | 119.1 | 779 | 6.5407
2010 | 6 | 14 | 9 | 192.5 | 137.2 | 888 | 6.4723
2010 | 6 | 14 | 10 | 214.1 | 158.9 | 1000 | 6.2933
2010 | 6 | 14 | 11 | 187.8 | 132.5 | 854 | 6.4453
2010 | 6 | 14 | 12 | 207.5 | 152.3 | 965 | 6.3362
2010 | 6 | 14 | 13 | 190.2 | 142.8 | 920 | 6.4426
2010 | 6 | 14 | 14 | 186.4 | 141.3 | 914 | 6.4685
2010 | 6 | 14 | 15 | 183.3 | 137.6 | 895 | 6.5044
2010 | 6 | 14 | 16 | 175.3 | 129.2 | 846 | 6.548
2010 | 6 | 14 | 17 | 166.9 | 121.6 | 799 | 6.5707
2010 | 6 | 14 | 18 | 154 | 109.5 | 725 | 6.621
2010 | 6 | 14 | 19 | 158.3 | 113.8 | 755 | 6.6344
2010 | 6 | 14 | 20 | 152.8 | 108.1 | 722 | 6.679
2010 | 6 | 14 | 21 | 173 | 121.8 | 810 | 6.6502
2010 | 6 | 14 | 22 | 177.1 | 126.2 | 834 | 6.6086
2010 | 6 | 14 | 23 | 192.9 | 142.7 | 930 | 6.5172
2010 | 6 | 14 | 24 | 192.7 | 142.5 | 930 | 6.5263
2010 | 6 | 15 | 1 | 185.7 | 135.4 | 888 | 6.5583
2010 | 6 | 15 | 2 | 175.4 | 125.1 | 826 | 6.6027
2010 | 6 | 15 | 3 | 166.5 | 116.3 | 768 | 6.6036
2010 | 6 | 15 | 4 | 147.4 | 92.4 | 615 | 6.6558
2010 | 6 | 15 | 5 | 175.5 | 115.4 | 767 | 6.6464
2010 | 6 | 15 | 6 | 178.2 | 140.3 | 925 | 6.593
2010 | 6 | 15 | 7 | 177.8 | 127.2 | 836 | 6.5723
2010 | 6 | 15 | 8 | 189.5 | 139.4 | 909 | 6.5208
2010 | 6 | 15 | 9 | 194.9 | 142.6 | 923 | 6.4727
2010 | 6 | 15 | 10 | 212.5 | 161.6 | 1024 | 6.3366
2010 | 6 | 15 | 11 | 223 | 172.5 | 1078 | 6.2493
2010 | 6 | 15 | 12 | 231.9 | 180.7 | 1108 | 6.1317
2010 | 6 | 15 | 13 | 239.5 | 188.7 | 1129 | 5.983
2010 | 6 | 15 | 14 | 220.5 | 169.8 | 1050 | 6.1837
2010 | 6 | 15 | 15 | 193.9 | 142.2 | 910 | 6.3994
2010 | 6 | 15 | 16 | 178.7 | 118.3 | 770 | 6.5089
2010 | 6 | 15 | 17 | 170.9 | 108.4 | 713 | 6.5775
2010 | 6 | 15 | 18 | 190.3 | 127.8 | 838 | 6.5571
2010 | 6 | 15 | 19 | 190.1 | 127.6 | 833 | 6.5282
2010 | 6 | 15 | 20 | 194.6 | 132.2 | 863 | 6.528
2010 | 6 | 15 | 21 | 194.9 | 132.4 | 862 | 6.5106
2010 | 6 | 15 | 22 | 215.6 | 153.2 | 979 | 6.3903
2010 | 6 | 15 | 23 | 220.2 | 157.7 | 999 | 6.3348
2010 | 6 | 15 | 24 | 222.3 | 158.8 | 1004 | 6.3224
2010 | 6 | 16 | 1 | 216 | 145.3 | 927 | 6.3799
2010 | 6 | 16 | 2 | 217.4 | 146.8 | 938 | 6.3896
2010 | 6 | 16 | 3 | 212.8 | 142.4 | 913 | 6.4115
2010 | 6 | 16 | 4 | 197 | 129.8 | 840 | 6.4715
2010 | 6 | 16 | 5 | 196.3 | 145.2 | 943 | 6.4945
2010 | 6 | 16 | 6 | 202.3 | 151.3 | 973 | 6.4309
2010 | 6 | 16 | 7 | 166.6 | 115.6 | 761 | 6.583
2010 | 6 | 16 | 8 | 201.1 | 150.3 | 971 | 6.4604
2010 | 6 | 16 | 9 | 205.9 | 155.1 | 989 | 6.3765
2010 | 6 | 16 | 10 | 203.4 | 152.5 | 976 | 6.4
2010 | 6 | 16 | 11 | 212.2 | 161.3 | 1024 | 6.3484
2010 | 6 | 16 | 12 | 201.9 | 149 | 960 | 6.443
2010 | 6 | 16 | 13 | 215.4 | 148.3 | 941 | 6.3452
2010 | 6 | 16 | 14 | 205.2 | 138 | 887 | 6.4275
2010 | 6 | 16 | 15 | 220.2 | 153.3 | 966 | 6.3014
2010 | 6 | 16 | 16 | 209.4 | 142.5 | 904 | 6.3439
2010 | 6 | 16 | 17 | 195.5 | 128.5 | 825 | 6.4202
2010 | 6 | 16 | 18 | 178.2 | 111 | 719 | 6.4775
2010 | 6 | 16 | 19 | 169.1 | 103.1 | 678 | 6.5761
2010 | 6 | 16 | 20 | 185.2 | 119.3 | 784 | 6.5717
2010 | 6 | 16 | 21 | 198.5 | 132.7 | 867 | 6.5335
2010 | 6 | 16 | 22 | 213.4 | 148 | 950 | 6.4189
2010 | 6 | 16 | 23 | 210.5 | 145.2 | 932 | 6.4187
2010 | 6 | 16 | 24 | 206 | 140.8 | 913 | 6.4844
2010 | 6 | 17 | 1 | 235.7 | 169.4 | 1046 | 6.1747
2010 | 6 | 17 | 2 | 200.3 | 133.8 | 862 | 6.4425
2010 | 6 | 17 | 3 | 184.2 | 118.3 | 767 | 6.4835
2010 | 6 | 17 | 4 | 180.5 | 115.3 | 756 | 6.5568
2010 | 6 | 17 | 5 | 174.6 | 108.5 | 715 | 6.5899
2010 | 6 | 17 | 6 | 174.6 | 108.4 | 714 | 6.5867
2010 | 6 | 17 | 7 | 166.1 | 100.4 | 663 | 6.6036
2010 | 6 | 17 | 8 | 176.2 | 110.3 | 727 | 6.5911
2010 | 6 | 17 | 9 | 188 | 121.6 | 801 | 6.5872
2010 | 6 | 17 | 10 | 203.4 | 138 | 894 | 6.4783
2010 | 6 | 17 | 11 | 215.9 | 151.1 | 966 | 6.3931
2010 | 6 | 17 | 12 | 198.6 | 133.8 | 868 | 6.4873
2010 | 6 | 17 | 13 | 213.2 | 148.3 | 946 | 6.379
2010 | 6 | 17 | 14 | 223.9 | 170.7 | 1063 | 6.2273
2010 | 6 | 17 | 15 | 216.5 | 170.6 | 1068 | 6.2603
2010 | 6 | 17 | 16 | 199.3 | 153.3 | 980 | 6.3927
2010 | 6 | 17 | 17 | 204.7 | 158.7 | 1015 | 6.3957
2010 | 6 | 17 | 18 | 214.6 | 168.6 | 1068 | 6.3345
2010 | 6 | 17 | 19 | 220.8 | 174.8 | 1097 | 6.2757
2010 | 6 | 17 | 20 | 219.7 | 173.8 | 1090 | 6.2716
2010 | 6 | 17 | 21 | 219.6 | 173.7 | 1087 | 6.2579
2010 | 6 | 17 | 22 | 234.2 | 188.3 | 1142 | 6.0648
2010 | 6 | 17 | 23 | 197.9 | 151.9 | 968 | 6.3726
2010 | 6 | 17 | 24 | 218.4 | 170.9 | 1084 | 6.3429
2010 | 6 | 18 | 1 | 235.9 | 185.5 | 1134 | 6.1132
2010 | 6 | 18 | 2 | 233.7 | 163.2 | 1011 | 6.1949
2010 | 6 | 18 | 3 | 223.5 | 150.9 | 955 | 6.3287
2010 | 6 | 18 | 4 | 219.5 | 155.8 | 979 | 6.2837
2010 | 6 | 18 | 5 | 201.1 | 140.5 | 896 | 6.3772
2010 | 6 | 18 | 6 | 172.3 | 111.5 | 722 | 6.4753
2010 | 6 | 18 | 7 | 163.9 | 102.9 | 680 | 6.6084
2010 | 6 | 18 | 8 | 208.7 | 148.1 | 949 | 6.4078
2010 | 6 | 18 | 9 | 206.8 | 146.2 | 930 | 6.3611
2010 | 6 | 18 | 10 | 224.3 | 166.3 | 1033 | 6.2117
2010 | 6 | 18 | 11 | 217.6 | 160.2 | 1004 | 6.2672
2010 | 6 | 18 | 12 | 206.8 | 152.6 | 965 | 6.3237
2010 | 6 | 18 | 13 | 193.4 | 139.6 | 897 | 6.4255
2010 | 6 | 18 | 14 | 196 | 142.1 | 914 | 6.4321
2010 | 6 | 18 | 15 | 197.6 | 143.6 | 929 | 6.4694
2010 | 6 | 18 | 16 | 203.8 | 149.6 | 963 | 6.4372
2010 | 6 | 18 | 17 | 209.2 | 155 | 993 | 6.4065
2010 | 6 | 18 | 18 | 207.3 | 153.1 | 982 | 6.4141
2010 | 6 | 18 | 19 | 199.6 | 144.7 | 939 | 6.4893
2010 | 6 | 18 | 20 | 202.4 | 138.7 | 900 | 6.4888
2010 | 6 | 18 | 21 | 206.9 | 140.1 | 908 | 6.4811
2010 | 6 | 18 | 22 | 204.2 | 137.4 | 890 | 6.4774
2010 | 6 | 18 | 23 | 211.8 | 165.4 | 1044 | 6.312
2010 | 6 | 18 | 24 | 202 | 151.3 | 976 | 6.4508
2010 | 6 | 19 | 1 | 200 | 131.3 | 858 | 6.5347
2010 | 6 | 19 | 2 | 193.9 | 126 | 824 | 6.5397
2010 | 6 | 19 | 3 | 183.4 | 115.2 | 756 | 6.5625
2010 | 6 | 19 | 4 | 173.6 | 101.8 | 668 | 6.5619
2010 | 6 | 19 | 5 | 177.4 | 114.5 | 754 | 6.5852
2010 | 6 | 19 | 6 | 163.1 | 100.8 | 670 | 6.6468
2010 | 6 | 19 | 7 | 179.4 | 115 | 766 | 6.6609
2010 | 6 | 19 | 8 | 187.2 | 126.3 | 828 | 6.5558
2010 | 6 | 19 | 9 | 221.1 | 164.9 | 1038 | 6.2947
2010 | 6 | 19 | 10 | 209 | 160.3 | 1021 | 6.3693
2010 | 6 | 19 | 11 | 216 | 159.6 | 1010 | 6.3283
2010 | 6 | 19 | 12 | 220.9 | 160.7 | 1009 | 6.2788
2010 | 6 | 19 | 13 | 205.7 | 145.4 | 930 | 6.3961
2010 | 6 | 19 | 14 | 213.5 | 156.5 | 995 | 6.3578
2010 | 6 | 19 | 15 | 206.6 | 149.6 | 957 | 6.3971
2010 | 6 | 19 | 16 | 209.4 | 154.3 | 985 | 6.3837
2010 | 6 | 19 | 17 | 214.1 | 159.2 | 1013 | 6.3631
2010 | 6 | 19 | 18 | 210.1 | 155.1 | 988 | 6.3701
2010 | 6 | 19 | 19 | 191 | 136 | 881 | 6.4779
2010 | 6 | 19 | 20 | 175.7 | 120.7 | 788 | 6.5286
2010 | 6 | 19 | 21 | 147.5 | 92.5 | 616 | 6.6595
2010 | 6 | 19 | 22 | 163.4 | 108.4 | 722 | 6.6605
2010 | 6 | 19 | 23 | 191.1 | 137.7 | 899 | 6.5287
2010 | 6 | 19 | 24 | 165.9 | 113.5 | 747 | 6.5815
2010 | 6 | 20 | 1 | 177.1 | 133.5 | 882 | 6.6067
2010 | 6 | 20 | 2 | 166.5 | 125.6 | 836 | 6.6561
2010 | 6 | 20 | 3 | 161.5 | 120.7 | 805 | 6.6694
2010 | 6 | 20 | 4 | 146.6 | 105.7 | 707 | 6.6887
2010 | 6 | 20 | 5 | 133.8 | 91.9 | 623 | 6.7791
2010 | 6 | 20 | 6 | 120.4 | 79.2 | 545 | 6.8813
2010 | 6 | 20 | 7 | 132.9 | 91.2 | 626 | 6.864
2010 | 6 | 20 | 8 | 151.5 | 109.7 | 742 | 6.7639
2010 | 6 | 20 | 9 | 164 | 122.3 | 817 | 6.6803
2010 | 6 | 20 | 10 | 171 | 129.3 | 859 | 6.6435
2010 | 6 | 20 | 11 | 187.5 | 145.9 | 954 | 6.5387
2010 | 6 | 20 | 12 | 212.8 | 171.2 | 1081 | 6.3143
2010 | 6 | 20 | 13 | 205.2 | 163.6 | 1038 | 6.3447
2010 | 6 | 20 | 14 | 210.1 | 168.6 | 1062 | 6.2989
2010 | 6 | 20 | 15 | 198.4 | 156.9 | 1000 | 6.3735
2010 | 6 | 20 | 16 | 205.8 | 164.4 | 1038 | 6.3139
2010 | 6 | 20 | 17 | 193.5 | 152.1 | 973 | 6.3971
2010 | 6 | 20 | 18 | 203.2 | 161.8 | 1024 | 6.3288
2010 | 6 | 20 | 19 | 192.4 | 151 | 968 | 6.4106
2010 | 6 | 20 | 20 | 195.3 | 154 | 985 | 6.3961
2010 | 6 | 20 | 21 | 200.4 | 159.4 | 1012 | 6.3488
2010 | 6 | 20 | 22 | 187.9 | 146.8 | 944 | 6.4305
2010 | 6 | 20 | 23 | 170 | 128.8 | 838 | 6.5062
2010 | 6 | 20 | 24 | 156.6 | 115.4 | 759 | 6.5771
2010 | 6 | 21 | 1 | 140.6 | 99.4 | 658 | 6.6197
2010 | 6 | 21 | 2 | 150.5 | 109.2 | 726 | 6.6484
2010 | 6 | 21 | 3 | 134.6 | 93.3 | 617 | 6.6131
2010 | 6 | 21 | 4 | 135.8 | 94.6 | 629 | 6.649
2010 | 6 | 21 | 5 | 155.2 | 114 | 759 | 6.6579
2010 | 6 | 21 | 6 | 154.7 | 113.6 | 751 | 6.6109
2010 | 6 | 21 | 7 | 160.8 | 119.7 | 790 | 6.5998
2010 | 6 | 21 | 8 | 176.7 | 135.7 | 888 | 6.5438
2010 | 6 | 21 | 9 | 179.3 | 138.2 | 900 | 6.5123
2010 | 6 | 21 | 10 | 188.4 | 147.4 | 954 | 6.4722
2010 | 6 | 21 | 11 | 190.4 | 149.4 | 964 | 6.4525
2010 | 6 | 21 | 12 | 198.5 | 157.5 | 1007 | 6.3937
2010 | 6 | 21 | 13 | 193.4 | 152.3 | 982 | 6.4478
2010 | 6 | 21 | 14 | 217.9 | 167.3 | 1054 | 6.3001
2010 | 6 | 21 | 15 | 213.3 | 161.8 | 1023 | 6.3226
2010 | 6 | 21 | 16 | 237.1 | 164.4 | 1021 | 6.2105
2010 | 6 | 21 | 17 | 245.7 | 173.8 | 1054 | 6.0644
2010 | 6 | 21 | 18 | 246 | 175.6 | 1054 | 6.0023
2010 | 6 | 21 | 19 | 260.3 | 189.8 | 1125 | 5.9273
2010 | 6 | 21 | 20 | 256 | 174.2 | 1051 | 6.0333
2010 | 6 | 21 | 21 | 246.1 | 158.6 | 979 | 6.1728
2010 | 6 | 21 | 22 | 252.6 | 165.1 | 1012 | 6.1296
2010 | 6 | 21 | 23 | 249.5 | 153.1 | 938 | 6.1267
2010 | 6 | 21 | 24 | 251.4 | 129.7 | 812 | 6.2606
2010 | 6 | 22 | 1 | 243 | 124.8 | 785 | 6.2901
2010 | 6 | 22 | 2 | 256.9 | 159.2 | 978 | 6.1432
2010 | 6 | 22 | 3 | 240.2 | 149.9 | 934 | 6.2308
2010 | 6 | 22 | 4 | 233.8 | 143.6 | 902 | 6.2813
2010 | 6 | 22 | 5 | 216.2 | 128.8 | 822 | 6.382
2010 | 6 | 22 | 6 | 204.5 | 118.3 | 758 | 6.4074
2010 | 6 | 22 | 7 | 198.2 | 99.6 | 646 | 6.4859
2010 | 6 | 22 | 8 | 217.6 | 110 | 708 | 6.4364
2010 | 6 | 22 | 9 | 245.1 | 152 | 955 | 6.2829
2010 | 6 | 22 | 10 | 265.9 | 179.9 | 1083 | 6.02
2010 | 6 | 22 | 11 | 246.1 | 175.7 | 1072 | 6.1013
2010 | 6 | 22 | 12 | 241.1 | 176 | 1080 | 6.1364
2010 | 6 | 22 | 13 | 249.5 | 184.5 | 1110 | 6.0163
2010 | 6 | 22 | 14 | 240 | 175.4 | 1077 | 6.1403
2010 | 6 | 22 | 15 | 226.7 | 170.6 | 1060 | 6.2134
2010 | 6 | 22 | 16 | 241.9 | 186 | 1124 | 6.043
2010 | 6 | 22 | 17 | 241.5 | 185.6 | 1117 | 6.0183
2010 | 6 | 22 | 18 | 227.2 | 171.8 | 1048 | 6.1001
2010 | 6 | 22 | 19 | 185.2 | 133.1 | 861 | 6.4688
2010 | 6 | 22 | 20 | 210.2 | 151.5 | 974 | 6.429
2010 | 6 | 22 | 21 | 230.8 | 159.4 | 1009 | 6.33
2010 | 6 | 22 | 22 | 235.3 | 164.8 | 1027 | 6.2318
2010 | 6 | 22 | 23 | 214.7 | 144.2 | 915 | 6.3454
2010 | 6 | 22 | 24 | 216.7 | 149.9 | 957 | 6.3843
2010 | 6 | 23 | 1 | 210.7 | 152.8 | 977 | 6.394
2010 | 6 | 23 | 2 | 212 | 145.5 | 933 | 6.4124
2010 | 6 | 23 | 3 | 194.2 | 127.6 | 823 | 6.4498
2010 | 6 | 23 | 4 | 197.3 | 131.3 | 852 | 6.489
2010 | 6 | 23 | 5 | 194 | 127.9 | 833 | 6.5129
2010 | 6 | 23 | 6 | 194.9 | 128.8 | 845 | 6.5606
2010 | 6 | 23 | 7 | 179.6 | 113.5 | 745 | 6.5639
2010 | 6 | 23 | 8 | 222.7 | 156.7 | 1003 | 6.4008
2010 | 6 | 23 | 9 | 253.3 | 191.5 | 1142 | 5.9634
2010 | 6 | 23 | 10 | 250.1 | 193.7 | 1149 | 5.9319
2010 | 6 | 23 | 11 | 246.1 | 189.7 | 1135 | 5.9831
2010 | 6 | 23 | 12 | 239.3 | 182.9 | 1112 | 6.0798
2010 | 6 | 23 | 13 | 243.2 | 186.9 | 1127 | 6.03
2010 | 6 | 23 | 14 | 224.9 | 168.5 | 1050 | 6.2315
2010 | 6 | 23 | 15 | 227.1 | 176.9 | 1088 | 6.1504
2010 | 6 | 23 | 16 | 207.5 | 166.1 | 1054 | 6.3456
2010 | 6 | 23 | 17 | 215.6 | 165.1 | 1050 | 6.3598
2010 | 6 | 23 | 18 | 219.3 | 161.9 | 1028 | 6.3496
2010 | 6 | 23 | 19 | 257.9 | 158.3 | 983 | 6.2097
2010 | 6 | 23 | 20 | 240.1 | 161.7 | 1004 | 6.209
2010 | 6 | 23 | 21 | 222.3 | 156.7 | 985 | 6.2859
2010 | 6 | 23 | 22 | 226.3 | 160.6 | 1010 | 6.2889
2010 | 6 | 23 | 23 | 227.5 | 161.8 | 1016 | 6.2794
2010 | 6 | 23 | 24 | 226.7 | 155.9 | 974 | 6.2476
2010 | 6 | 24 | 1 | 235.1 | 148 | 931 | 6.2905
2010 | 6 | 24 | 2 | 232.6 | 145.5 | 917 | 6.3024
2010 | 6 | 24 | 3 | 229.5 | 134.9 | 860 | 6.3751
2010 | 6 | 24 | 4 | 227.5 | 131.6 | 838 | 6.3678
2010 | 6 | 24 | 5 | 217.2 | 120.1 | 763 | 6.353
2010 | 6 | 24 | 6 | 208.1 | 110.8 | 708 | 6.3899
2010 | 6 | 24 | 7 | 210.3 | 113.7 | 745 | 6.5523
2010 | 6 | 24 | 8 | 229.5 | 133.6 | 852 | 6.3772
2010 | 6 | 24 | 9 | 239.9 | 144.7 | 907 | 6.2681
2010 | 6 | 24 | 10 | 250.6 | 158.7 | 978 | 6.1626
2010 | 6 | 24 | 11 | 231 | 142.8 | 889 | 6.2255
2010 | 6 | 24 | 12 | 209.1 | 147.7 | 943 | 6.3846
2010 | 6 | 24 | 13 | 217.1 | 155.7 | 989 | 6.352
2010 | 6 | 24 | 14 | 220.2 | 158.7 | 1023 | 6.4461
2010 | 6 | 24 | 15 | 229.4 | 168 | 1053 | 6.2679
2010 | 6 | 24 | 16 | 213.2 | 151.8 | 961 | 6.3307
2010 | 6 | 24 | 17 | 205.5 | 144 | 928 | 6.4444
2010 | 6 | 24 | 18 | 218.1 | 155 | 989 | 6.3806
2010 | 6 | 24 | 19 | 211.7 | 135.2 | 871 | 6.4423
2010 | 6 | 24 | 20 | 210.5 | 127.3 | 821 | 6.4493
2010 | 6 | 24 | 21 | 208.7 | 125.5 | 806 | 6.4223
2010 | 6 | 24 | 22 | 217.9 | 134.8 | 866 | 6.4243
2010 | 6 | 24 | 23 | 206.2 | 121.7 | 781 | 6.4174
2010 | 6 | 24 | 24 | 220.5 | 117.3 | 726 | 6.1893
2010 | 6 | 25 | 1 | 225.2 | 122.7 | 781 | 6.3651
2010 | 6 | 25 | 2 | 193.6 | 104.8 | 675 | 6.4408
2010 | 6 | 25 | 3 | 192.3 | 103.5 | 670 | 6.4734
2010 | 6 | 25 | 4 | 185.3 | 98.7 | 645 | 6.535
2010 | 6 | 25 | 5 | 198.5 | 116.8 | 760 | 6.5068
2010 | 6 | 25 | 6 | 169.6 | 99.3 | 654 | 6.5861
2010 | 6 | 25 | 7 | 174.3 | 102.6 | 678 | 6.6082
2010 | 6 | 25 | 8 | 186.5 | 116.3 | 764 | 6.5692
2010 | 6 | 25 | 9 | 216.4 | 145.4 | 932 | 6.4099
2010 | 6 | 25 | 10 | 228.7 | 156.8 | 989 | 6.3074
2010 | 6 | 25 | 11 | 238.8 | 166.7 | 1032 | 6.1908
2010 | 6 | 25 | 12 | 217.3 | 146.6 | 931 | 6.3506
2010 | 6 | 25 | 13 | 218.6 | 150.1 | 954 | 6.3558
2010 | 6 | 25 | 14 | 217.2 | 156.2 | 1014 | 6.4917
2010 | 6 | 25 | 15 | 212.2 | 152.3 | 969 | 6.3624
2010 | 6 | 25 | 16 | 223.7 | 161.5 | 1020 | 6.3158
2010 | 6 | 25 | 17 | 235.1 | 160.9 | 1006 | 6.2523
2010 | 6 | 25 | 18 | 225.3 | 151.7 | 956 | 6.3019
2010 | 6 | 25 | 19 | 216.6 | 143.6 | 917 | 6.3858
2010 | 6 | 25 | 20 | 216.7 | 144.5 | 923 | 6.3875
2010 | 6 | 25 | 21 | 217.4 | 151.3 | 963 | 6.3648
2010 | 6 | 25 | 22 | 234.8 | 143.6 | 909 | 6.3301
2010 | 6 | 25 | 23 | 239.8 | 175.4 | 1072 | 6.1117
2010 | 6 | 25 | 24 | 225.5 | 167.8 | 1043 | 6.2157
2010 | 6 | 26 | 1 | 221.5 | 163.8 | 1023 | 6.2454
2010 | 6 | 26 | 2 | 198 | 140.2 | 906 | 6.4622
2010 | 6 | 26 | 3 | 194.1 | 136.3 | 885 | 6.493
2010 | 6 | 26 | 4 | 189.1 | 131.4 | 860 | 6.5449
2010 | 6 | 26 | 5 | 203.8 | 146.2 | 947 | 6.4774
2010 | 6 | 26 | 6 | 204.4 | 146.7 | 944 | 6.4349
2010 | 6 | 26 | 7 | 196.9 | 139.3 | 899 | 6.4537
2010 | 6 | 26 | 8 | 203.7 | 146.4 | 947 | 6.4686
2010 | 6 | 26 | 9 | 190.5 | 133.2 | 859 | 6.4489
2010 | 6 | 26 | 10 | 190 | 132.8 | 855 | 6.4383
2010 | 6 | 26 | 11 | 196.2 | 139.1 | 892 | 6.4127
2010 | 6 | 26 | 12 | 201.3 | 144.2 | 918 | 6.3662
2010 | 6 | 26 | 13 | 200.3 | 143.2 | 910 | 6.3547
2010 | 6 | 26 | 14 | 199.6 | 142.5 | 908 | 6.3719
2010 | 6 | 26 | 15 | 204.9 | 147.7 | 937 | 6.3439
2010 | 6 | 26 | 16 | 212.1 | 154.9 | 975 | 6.2944
2010 | 6 | 26 | 17 | 220.4 | 163.2 | 1017 | 6.2316
2010 | 6 | 26 | 18 | 212.1 | 159.3 | 1001 | 6.2837
2010 | 6 | 26 | 19 | 211.6 | 159.3 | 1001 | 6.2837
2010 | 6 | 26 | 20 | 208.9 | 156.4 | 989 | 6.3235
2010 | 6 | 26 | 21 | 206.2 | 153.6 | 977 | 6.3607
2010 | 6 | 26 | 22 | 205.7 | 153.1 | 978 | 6.388
2010 | 6 | 26 | 23 | 208.7 | 156.1 | 998 | 6.3933
2010 | 6 | 26 | 24 | 225.5 | 172.9 | 1077 | 6.229
2010 | 6 | 27 | 1 | 215.4 | 162.7 | 1033 | 6.3491
2010 | 6 | 27 | 2 | 221.5 | 168.8 | 1061 | 6.2855
2010 | 6 | 27 | 3 | 203.6 | 151 | 971 | 6.4305
2010 | 6 | 27 | 4 | 202.2 | 149.5 | 966 | 6.4615
2010 | 6 | 27 | 5 | 190 | 120.3 | 784 | 6.517
2010 | 6 | 27 | 6 | 196.4 | 112 | 732 | 6.5357
2010 | 6 | 27 | 7 | 204.8 | 143.7 | 934 | 6.4997
2010 | 6 | 27 | 8 | 217.4 | 165.1 | 1047 | 6.3416
2010 | 6 | 27 | 9 | 206.3 | 154.1 | 984 | 6.3855
2010 | 6 | 27 | 10 | 207.8 | 156 | 997 | 6.391
2010 | 6 | 27 | 11 | 219.8 | 168.7 | 1058 | 6.2715
2010 | 6 | 27 | 12 | 211.7 | 160.7 | 1018 | 6.3348
2010 | 6 | 27 | 13 | 216.3 | 166.2 | 1050 | 6.3177
2010 | 6 | 27 | 14 | 217.1 | 167.1 | 1048 | 6.2717
2010 | 6 | 27 | 15 | 205.3 | 155.4 | 988 | 6.3578
2010 | 6 | 27 | 16 | 206.6 | 156.9 | 994 | 6.3352
2010 | 6 | 27 | 17 | 194.3 | 144.6 | 925 | 6.397
2010 | 6 | 27 | 18 | 199.4 | 149.8 | 960 | 6.4085
2010 | 6 | 27 | 19 | 219.5 | 169.8 | 1040 | 6.1249
2010 | 6 | 27 | 20 | 196.7 | 149 | 947 | 6.3557
2010 | 6 | 27 | 21 | 196.2 | 149.3 | 952 | 6.3764
2010 | 6 | 27 | 22 | 204.3 | 158.5 | 1001 | 6.3155
2010 | 6 | 27 | 23 | 190.1 | 146.2 | 941 | 6.4364
2010 | 6 | 27 | 24 | 189.8 | 145.9 | 944 | 6.4702
2010 | 6 | 28 | 1 | 195.8 | 151.9 | 978 | 6.4384
2010 | 6 | 28 | 2 | 191.1 | 147.1 | 953 | 6.4786
2010 | 6 | 28 | 3 | 192.7 | 149.2 | 971 | 6.508
2010 | 6 | 28 | 4 | 212.3 | 167.8 | 1064 | 6.3409
2010 | 6 | 28 | 5 | 213.2 | 168.9 | 1067 | 6.3173
2010 | 6 | 28 | 6 | 194.4 | 152.5 | 981 | 6.4328
2010 | 6 | 28 | 7 | 195 | 140 | 912 | 6.5143
2010 | 6 | 28 | 8 | 214.7 | 147.5 | 948 | 6.4271
2010 | 6 | 28 | 9 | 236.3 | 173.8 | 1078 | 6.2025
2010 | 6 | 28 | 10 | 224 | 170.1 | 1059 | 6.2257
2010 | 6 | 28 | 11 | 214.5 | 166.4 | 1047 | 6.2921
2010 | 6 | 28 | 12 | 209.2 | 161.2 | 1029 | 6.3834
2010 | 6 | 28 | 13 | 227.9 | 167.1 | 1046 | 6.2597
2010 | 6 | 28 | 14 | 224.8 | 164 | 1029 | 6.2744
2010 | 6 | 28 | 15 | 214.5 | 153.6 | 970 | 6.3151
2010 | 6 | 28 | 16 | 220.7 | 160.6 | 1013 | 6.3076
2010 | 6 | 28 | 17 | 217.4 | 158.2 | 1001 | 6.3274
2010 | 6 | 28 | 18 | 211.4 | 152.2 | 971 | 6.3798
2010 | 6 | 28 | 19 | 204.9 | 145.6 | 937 | 6.4354
2010 | 6 | 28 | 20 | 204.6 | 145.4 | 939 | 6.458
2010 | 6 | 28 | 21 | 199 | 139.7 | 907 | 6.4925
2010 | 6 | 28 | 22 | 203.7 | 144.5 | 937 | 6.4844
2010 | 6 | 28 | 23 | 198.9 | 139.7 | 909 | 6.5068
2010 | 6 | 28 | 24 | 203 | 143.8 | 932 | 6.4812
2010 | 6 | 29 | 1 | 206 | 146.9 | 947 | 6.4466
2010 | 6 | 29 | 2 | 195.9 | 136.7 | 890 | 6.5106
2010 | 6 | 29 | 3 | 188.1 | 127.2 | 835 | 6.5645
2010 | 6 | 29 | 4 | 208.7 | 124.7 | 813 | 6.5196
2010 | 6 | 29 | 5 | 210.4 | 138.2 | 896 | 6.4834
2010 | 6 | 29 | 6 | 220.7 | 153.5 | 983 | 6.4039
2010 | 6 | 29 | 7 | 240.3 | 163.7 | 1022 | 6.2431
2010 | 6 | 29 | 8 | 239.8 | 169.7 | 1053 | 6.2051
2010 | 6 | 29 | 9 | 234.6 | 173.6 | 1073 | 6.1809
2010 | 6 | 29 | 10 | 205.1 | 145.6 | 934 | 6.4148
2010 | 6 | 29 | 11 | 208.1 | 150.2 | 963 | 6.4115
2010 | 6 | 29 | 12 | 204.1 | 153.4 | 987 | 6.4342
2010 | 6 | 29 | 13 | 217.7 | 174.3 | 1090 | 6.2536
2010 | 6 | 29 | 14 | 221.4 | 182 | 1126 | 6.1868
2010 | 6 | 29 | 15 | 212.7 | 173.3 | 1090 | 6.2897
2010 | 6 | 29 | 16 | 199.1 | 165 | 1049 | 6.3576
2010 | 6 | 29 | 17 | 187 | 162.2 | 1049 | 6.4673
2010 | 6 | 29 | 18 | 194.7 | 174.4 | 1109 | 6.3589
2010 | 6 | 29 | 19 | 181.6 | 162.5 | 1054 | 6.4862
2010 | 6 | 29 | 20 | 185.7 | 166.6 | 1078 | 6.4706
2010 | 6 | 29 | 21 | 183.8 | 164.7 | 1069 | 6.4906
2010 | 6 | 29 | 22 | 188.8 | 158.5 | 1018 | 6.4227
2010 | 6 | 29 | 23 | 186.4 | 154.8 | 1013 | 6.5439
2010 | 6 | 29 | 24 | 208 | 176.5 | 1120 | 6.3456
2010 | 6 | 30 | 1 | 219.1 | 188.8 | 1153 | 6.107
2010 | 6 | 30 | 2 | 212.7 | 183.1 | 1140 | 6.2261
2010 | 6 | 30 | 3 | 215.9 | 174.3 | 1058 | 6.07
2010 | 6 | 30 | 4 | 221.9 | 165.3 | 1048 | 6.34
2010 | 6 | 30 | 5 | 221.9 | 181.8 | 1129 | 6.2101
2010 | 6 | 30 | 6 | 216.9 | 156.5 | 997 | 6.3706
2010 | 6 | 30 | 7 | 197.9 | 162.4 | 1040 | 6.4039
2010 | 6 | 30 | 8 | 191.1 | 162 | 1046 | 6.4568
2010 | 6 | 30 | 9 | 203 | 173.9 | 1105 | 6.3542
2010 | 6 | 30 | 10 | 215.5 | 186.5 | 1152 | 6.1769
2010 | 6 | 30 | 11 | 204.3 | 175.3 | 1109 | 6.3263
2010 | 6 | 30 | 12 | 210.9 | 183.2 | 1140 | 6.2227
2010 | 6 | 30 | 13 | 215.5 | 192.1 | 1172 | 6.101
2010 | 6 | 30 | 14 | 194.7 | 171.6 | 1092 | 6.3636
2010 | 6 | 30 | 15 | 185.9 | 162.8 | 1055 | 6.4803
2010 | 6 | 30 | 16 | 190.3 | 170.9 | 1097 | 6.419
2010 | 6 | 30 | 17 | 205.3 | 186.1 | 1162 | 6.244
2010 | 6 | 30 | 18 | 206 | 186.7 | 1160 | 6.2132
2010 | 6 | 30 | 19 | 185.5 | 167 | 1066 | 6.3832
2010 | 6 | 30 | 20 | 172.2 | 153.5 | 1007 | 6.5603
2010 | 6 | 30 | 21 | 181.4 | 162.7 | 1055 | 6.4843
2010 | 6 | 30 | 22 | 186.7 | 167.9 | 1087 | 6.4741
2010 | 6 | 30 | 23 | 196.2 | 177.4 | 1126 | 6.3472
2010 | 6 | 30 | 24 | 185.1 | 163.1 | 1045 | 6.4071
2010 | 7 | 1 | 1 | 192.3 | 172 | 1106 | 6.4302
2010 | 7 | 1 | 2 | 194.6 | 171.1 | 1104 | 6.4524
2010 | 7 | 1 | 3 | 204 | 155 | 1003 | 6.471
2010 | 7 | 1 | 4 | 224.2 | 137.7 | 881 | 6.398
2010 | 7 | 1 | 5 | 207.9 | 171.4 | 1081 | 6.3069
2010 | 7 | 1 | 6 | 176.8 | 149 | 979 | 6.5705
2010 | 7 | 1 | 7 | 177.4 | 135.4 | 896 | 6.6174
2010 | 7 | 1 | 8 | 202.6 | 154.4 | 1001 | 6.4832
2010 | 7 | 1 | 9 | 215.9 | 165.9 | 1056 | 6.3653
2010 | 7 | 1 | 10 | 227.5 | 167.3 | 1052 | 6.2881
2010 | 7 | 1 | 11 | 223 | 163.1 | 1031 | 6.3213
2010 | 7 | 1 | 12 | 234.1 | 184.8 | 1128 | 6.1039
2010 | 7 | 1 | 13 | 215.1 | 189.9 | 1155 | 6.0821
2010 | 7 | 1 | 14 | 199.2 | 174.9 | 1097 | 6.2722
2010 | 7 | 1 | 15 | 188.2 | 164 | 1049 | 6.3963
2010 | 7 | 1 | 16 | 166 | 146.4 | 959 | 6.5505
2010 | 7 | 1 | 17 | 170.1 | 152.3 | 1003 | 6.5857
2010 | 7 | 1 | 18 | 183.6 | 165.4 | 1072 | 6.4813
2010 | 7 | 1 | 19 | 186.6 | 168.3 | 1097 | 6.5181
2010 | 7 | 1 | 20 | 176.4 | 158.1 | 1027 | 6.4959
2010 | 7 | 1 | 21 | 168.8 | 150.4 | 984 | 6.5426
2010 | 7 | 1 | 22 | 171.4 | 153 | 1006 | 6.5752
2010 | 7 | 1 | 23 | 176.4 | 158 | 1030 | 6.519
2010 | 7 | 1 | 24 | 159.9 | 141.5 | 937 | 6.6219
2010 | 7 | 2 | 1 | 152.8 | 137.1 | 921 | 6.7177
2010 | 7 | 2 | 2 | 152.2 | 141.2 | 949 | 6.721
2010 | 7 | 2 | 3 | 143.2 | 132.2 | 897 | 6.7852
2010 | 7 | 2 | 4 | 150.9 | 139.9 | 946 | 6.762
2010 | 7 | 2 | 5 | 153.9 | 142.8 | 965 | 6.7577
2010 | 7 | 2 | 6 | 170.8 | 152.8 | 1018 | 6.6623
2010 | 7 | 2 | 7 | 202.8 | 152.6 | 991 | 6.4941
2010 | 7 | 2 | 8 | 201.2 | 163.9 | 1061 | 6.4735
2010 | 7 | 2 | 9 | 190.7 | 163.4 | 1057 | 6.4688
2010 | 7 | 2 | 10 | 190.7 | 163.4 | 1059 | 6.481
2010 | 7 | 2 | 11 | 189.4 | 167.5 | 1096 | 6.5433
2010 | 7 | 2 | 12 | 202.7 | 180.8 | 1141 | 6.3108
2010 | 7 | 2 | 13 | 166.1 | 144.2 | 947 | 6.5673
2010 | 7 | 2 | 14 | 175.7 | 153.8 | 1013 | 6.5865
2010 | 7 | 2 | 15 | 201 | 179.1 | 1132 | 6.3205
2010 | 7 | 2 | 16 | 174.8 | 158.8 | 1036 | 6.5239
2010 | 7 | 2 | 17 | 188.6 | 173.4 | 1109 | 6.3956
2010 | 7 | 2 | 18 | 183.1 | 167.9 | 1085 | 6.4622
2010 | 7 | 2 | 19 | 191 | 175.8 | 1119 | 6.3652
2010 | 7 | 2 | 20 | 186.7 | 171.5 | 1097 | 6.3965
2010 | 7 | 2 | 21 | 187 | 171.8 | 1098 | 6.3912
2010 | 7 | 2 | 22 | 177 | 161.8 | 1046 | 6.4648
2010 | 7 | 2 | 23 | 161.3 | 146.1 | 964 | 6.5982
2010 | 7 | 2 | 24 | 157.3 | 142.1 | 943 | 6.6362
2010 | 7 | 3 | 1 | 149.3 | 136.5 | 911 | 6.674
2010 | 7 | 3 | 2 | 152.7 | 143.8 | 962 | 6.6898
2010 | 7 | 3 | 3 | 132.8 | 124.2 | 845 | 6.8035
2010 | 7 | 3 | 4 | 112.3 | 103.7 | 714 | 6.8852
2010 | 7 | 3 | 5 | 128.8 | 120.3 | 830 | 6.8994
2010 | 7 | 3 | 6 | 121.1 | 96.1 | 660 | 6.8678
2010 | 7 | 3 | 7 | 138.8 | 102.1 | 702 | 6.8756
2010 | 7 | 3 | 8 | 141.5 | 128.1 | 876 | 6.8384
2010 | 7 | 3 | 9 | 155.9 | 142.3 | 959 | 6.7393
2010 | 7 | 3 | 10 | 172 | 154.3 | 1011 | 6.5522
2010 | 7 | 3 | 11 | 147.5 | 129.6 | 859 | 6.6281
2010 | 7 | 3 | 12 | 151.8 | 133.9 | 892 | 6.6617
2010 | 7 | 3 | 13 | 150.4 | 132.4 | 883 | 6.6692
2010 | 7 | 3 | 14 | 160.4 | 142.4 | 949 | 6.6643
2010 | 7 | 3 | 15 | 169.7 | 151.7 | 1001 | 6.5985
2010 | 7 | 3 | 16 | 166.5 | 152.5 | 1008 | 6.6098
2010 | 7 | 3 | 17 | 167.2 | 154.5 | 1018 | 6.589
2010 | 7 | 3 | 18 | 157.6 | 145.2 | 964 | 6.6391
2010 | 7 | 3 | 19 | 155.2 | 142.8 | 955 | 6.6877
2010 | 7 | 3 | 20 | 145.2 | 132.7 | 891 | 6.7144
2010 | 7 | 3 | 21 | 151.5 | 139 | 933 | 6.7122
2010 | 7 | 3 | 22 | 161.8 | 149.4 | 990 | 6.6265
2010 | 7 | 3 | 23 | 135.1 | 122.7 | 816 | 6.6504
2010 | 7 | 3 | 24 | 103.5 | 91 | 627 | 6.8901
2010 | 7 | 4 | 1 | 81.8 | 69.3 | 486 | 7.013
2010 | 7 | 4 | 2 | 115.5 | 103 | 718 | 6.9709
2010 | 7 | 4 | 3 | 120.5 | 107.9 | 748 | 6.9323
2010 | 7 | 4 | 4 | 118.5 | 106.1 | 732 | 6.8992
2010 | 7 | 4 | 5 | 100.5 | 89.8 | 615 | 6.8486
2010 | 7 | 4 | 6 | 63.4 | 56.8 | 397 | 6.9894
2010 | 7 | 4 | 7 | 44.6 | 37.9 | 268 | 7.0712
2010 | 7 | 4 | 8 | 78 | 65.4 | 461 | 7.0489
2010 | 7 | 4 | 9 | 93 | 80.6 | 558 | 6.9231
2010 | 7 | 4 | 10 | 93.2 | 76.8 | 532 | 6.9271
2010 | 7 | 4 | 11 | 109.7 | 93 | 641 | 6.8925
2010 | 7 | 4 | 12 | 110 | 93.3 | 637 | 6.8274
2010 | 7 | 4 | 13 | 112.1 | 95.6 | 654 | 6.841
2010 | 7 | 4 | 14 | 121.3 | 104.8 | 714 | 6.813
2010 | 7 | 4 | 15 | 119.2 | 102.7 | 700 | 6.816
2010 | 7 | 4 | 16 | 144.7 | 132.2 | 889 | 6.7247
2010 | 7 | 4 | 17 | 147.9 | 135.5 | 907 | 6.6937
2010 | 7 | 4 | 18 | 143.4 | 131 | 877 | 6.6947
2010 | 7 | 4 | 19 | 150.5 | 138.1 | 926 | 6.7053
2010 | 7 | 4 | 20 | 147.6 | 135.1 | 907 | 6.7135
2010 | 7 | 4 | 21 | 158.9 | 146.5 | 978 | 6.6758
2010 | 7 | 4 | 22 | 146.4 | 133.9 | 897 | 6.699
2010 | 7 | 4 | 23 | 135.3 | 122.8 | 831 | 6.7671
2010 | 7 | 4 | 24 | 134.8 | 122.3 | 831 | 6.7948
2010 | 7 | 5 | 1 | 127.1 | 115.6 | 797 | 6.8945
2010 | 7 | 5 | 2 | 123.1 | 115.6 | 793 | 6.8599
2010 | 7 | 5 | 3 | 70.8 | 63.3 | 439 | 6.9352
2010 | 7 | 5 | 4 | 73.3 | 65.8 | 467 | 7.0973
2010 | 7 | 5 | 5 | 91.5 | 84 | 594 | 7.0714
2010 | 7 | 5 | 6 | 104 | 96.5 | 674 | 6.9845
2010 | 7 | 5 | 7 | 77.3 | 69.8 | 487 | 6.9771
2010 | 7 | 5 | 8 | 82 | 68 | 478 | 7.0294
2010 | 7 | 5 | 9 | 100.1 | 85.9 | 597 | 6.9499
2010 | 7 | 5 | 10 | 129.3 | 113.7 | 777 | 6.8338
2010 | 7 | 5 | 11 | 176.6 | 161.3 | 1054 | 6.5344
2010 | 7 | 5 | 12 | 172.9 | 157.8 | 1027 | 6.5082
2010 | 7 | 5 | 13 | 162.2 | 147.1 | 964 | 6.5534
2010 | 7 | 5 | 14 | 147.1 | 131.9 | 888 | 6.7324
2010 | 7 | 5 | 15 | 165.3 | 150 | 997 | 6.6467
2010 | 7 | 5 | 16 | 181.6 | 167.8 | 1083 | 6.4541
2010 | 7 | 5 | 17 | 202.2 | 188.7 | 1166 | 6.1791
2010 | 7 | 5 | 18 | 169.9 | 156.3 | 1016 | 6.5003
2010 | 7 | 5 | 19 | 159.7 | 146.1 | 968 | 6.6256
2010 | 7 | 5 | 20 | 155.7 | 143 | 955 | 6.6783
2010 | 7 | 5 | 21 | 145.9 | 134.5 | 911 | 6.7732
2010 | 7 | 5 | 22 | 152.7 | 141.2 | 951 | 6.7351
2010 | 7 | 5 | 23 | 151.6 | 140.2 | 936 | 6.6762
2010 | 7 | 5 | 24 | 143.8 | 132.1 | 897 | 6.7903
2010 | 7 | 6 | 1 | 140.9 | 129.6 | 881 | 6.7978
2010 | 7 | 6 | 2 | 129.4 | 121.8 | 835 | 6.8555
2010 | 7 | 6 | 3 | 130.4 | 122.9 | 847 | 6.8918
2010 | 7 | 6 | 4 | 131.1 | 123.6 | 844 | 6.8285
2010 | 7 | 6 | 5 | 128.5 | 120.9 | 826 | 6.8321
2010 | 7 | 6 | 6 | 95.9 | 88.3 | 607 | 6.8743
2010 | 7 | 6 | 7 | 102.7 | 95.1 | 665 | 6.9926
2010 | 7 | 6 | 8 | 116 | 104.1 | 723 | 6.9452
2010 | 7 | 6 | 9 | 147 | 135 | 919 | 6.8074
2010 | 7 | 6 | 10 | 163.2 | 146.8 | 975 | 6.6417
2010 | 7 | 6 | 11 | 143.5 | 127.1 | 852 | 6.7034
2010 | 7 | 6 | 12 | 130.8 | 114.3 | 773 | 6.7629
2010 | 7 | 6 | 13 | 135 | 118.5 | 806 | 6.8017
2010 | 7 | 6 | 14 | 144.5 | 127.9 | 867 | 6.7787
2010 | 7 | 6 | 15 | 142.8 | 126.2 | 842 | 6.6719
2010 | 7 | 6 | 16 | 151.5 | 137.4 | 927 | 6.7467
2010 | 7 | 6 | 17 | 168.1 | 154.4 | 1025 | 6.6386
2010 | 7 | 6 | 18 | 157.2 | 143.6 | 956 | 6.6574
2010 | 7 | 6 | 19 | 162.4 | 148.8 | 992 | 6.6667
2010 | 7 | 6 | 20 | 149.7 | 137.7 | 924 | 6.7102
2010 | 7 | 6 | 21 | 154.6 | 142.7 | 963 | 6.7484
2010 | 7 | 6 | 22 | 157.8 | 145.8 | 972 | 6.6667
2010 | 7 | 6 | 23 | 150.7 | 138.8 | 924 | 6.6571
2010 | 7 | 6 | 24 | 125 | 113.1 | 763 | 6.7462
2010 | 7 | 7 | 1 | 106.6 | 94.6 | 654 | 6.9133
2010 | 7 | 7 | 2 | 102.3 | 94.1 | 652 | 6.9288
2010 | 7 | 7 | 3 | 53.5 | 45.8 | 324 | 7.0742
2010 | 7 | 7 | 4 | 49.1 | 41.4 | 292 | 7.0531
2010 | 7 | 7 | 5 | 41.4 | 33.7 | 236 | 7.003
2010 | 7 | 7 | 6 | 57.2 | 49.3 | 350 | 7.0994
2010 | 7 | 7 | 7 | 89.9 | 82 | 577 | 7.0366
2010 | 7 | 7 | 8 | 79.2 | 65.8 | 459 | 6.9757
2010 | 7 | 7 | 9 | 56.8 | 44.9 | 309 | 6.882
2010 | 7 | 7 | 10 | 79.3 | 64.2 | 454 | 7.0717
2010 | 7 | 7 | 11 | 134.3 | 119 | 815 | 6.8487
2010 | 7 | 7 | 12 | 148.8 | 133.5 | 902 | 6.7566
2010 | 7 | 7 | 13 | 147.7 | 132.4 | 893 | 6.7447
2010 | 7 | 7 | 14 | 176.6 | 161.3 | 1055 | 6.5406
2010 | 7 | 7 | 15 | 191.5 | 173.7 | 1099 | 6.327
2010 | 7 | 7 | 16 | 164.7 | 148.4 | 972 | 6.5499
2010 | 7 | 7 | 17 | 172.7 | 158.8 | 1034 | 6.5113
2010 | 7 | 7 | 18 | 159 | 145.3 | 961 | 6.6139
2010 | 7 | 7 | 19 | 151.2 | 137.5 | 920 | 6.6909
2010 | 7 | 7 | 20 | 139.9 | 126.3 | 848 | 6.7142
2010 | 7 | 7 | 21 | 121.1 | 107.8 | 731 | 6.7811
2010 | 7 | 7 | 22 | 108.3 | 95.5 | 652 | 6.8272
2010 | 7 | 7 | 23 | 122.1 | 109.3 | 755 | 6.9076
2010 | 7 | 7 | 24 | 148.6 | 135.7 | 926 | 6.8239
2010 | 7 | 8 | 1 | 174.6 | 161.8 | 1061 | 6.5575
2010 | 7 | 8 | 2 | 138.1 | 129.6 | 875 | 6.7515
2010 | 7 | 8 | 3 | 116.9 | 108.5 | 742 | 6.8387
2010 | 7 | 8 | 4 | 93.2 | 84.8 | 589 | 6.9458
2010 | 7 | 8 | 5 | 84.6 | 76.4 | 534 | 6.9895
2010 | 7 | 8 | 6 | 65 | 56.6 | 400 | 7.0671
2010 | 7 | 8 | 7 | 87.6 | 79.2 | 559 | 7.0581
2010 | 7 | 8 | 8 | 128.1 | 115.1 | 796 | 6.9157
2010 | 7 | 8 | 9 | 158.1 | 145.4 | 990 | 6.8088
2010 | 7 | 8 | 10 | 146.7 | 129.8 | 869 | 6.6949
2010 | 7 | 8 | 11 | 124.9 | 107.8 | 734 | 6.8089
2010 | 7 | 8 | 12 | 152.6 | 135.4 | 912 | 6.7356
2010 | 7 | 8 | 13 | 165.6 | 148.5 | 988 | 6.6532
2010 | 7 | 8 | 14 | 179.8 | 162.6 | 1062 | 6.5314
2010 | 7 | 8 | 15 | 167.9 | 150.6 | 991 | 6.5803
2010 | 7 | 8 | 16 | 158.1 | 144.9 | 966 | 6.6667
2010 | 7 | 8 | 17 | 158.9 | 146.1 | 974 | 6.6667
2010 | 7 | 8 | 18 | 179.5 | 166.7 | 1089 | 6.5327
2010 | 7 | 8 | 19 | 156.3 | 143.5 | 957 | 6.669
2010 | 7 | 8 | 20 | 150.2 | 137.5 | 924 | 6.72
2010 | 7 | 8 | 21 | 156.2 | 143.9 | 965 | 6.706
2010 | 7 | 8 | 22 | 181.9 | 169.6 | 1103 | 6.5035
2010 | 7 | 8 | 23 | 170.5 | 158.2 | 1039 | 6.5676
2010 | 7 | 8 | 24 | 163.5 | 150.4 | 997 | 6.629
2010 | 7 | 9 | 1 | 148.1 | 137 | 925 | 6.7518
2010 | 7 | 9 | 2 | 136.3 | 116.5 | 790 | 6.7811
2010 | 7 | 9 | 3 | 159.4 | 107.5 | 726 | 6.7535
2010 | 7 | 9 | 4 | 154.2 | 105.2 | 711 | 6.7586
2010 | 7 | 9 | 5 | 131 | 97 | 660 | 6.8041
2010 | 7 | 9 | 6 | 119.5 | 96.5 | 663 | 6.8705
2010 | 7 | 9 | 7 | 111 | 70.9 | 486 | 6.8547
2010 | 7 | 9 | 8 | 131.3 | 119.5 | 825 | 6.9038
2010 | 7 | 9 | 9 | 168.6 | 157.1 | 1050 | 6.6836
2010 | 7 | 9 | 10 | 177.7 | 163 | 1067 | 6.546
2010 | 7 | 9 | 11 | 162.3 | 147.6 | 975 | 6.6057
2010 | 7 | 9 | 12 | 161.5 | 146.8 | 975 | 6.6417
2010 | 7 | 9 | 13 | 160.9 | 146.1 | 972 | 6.653
2010 | 7 | 9 | 14 | 172.7 | 157.9 | 1039 | 6.5801
2010 | 7 | 9 | 15 | 181.9 | 167.1 | 1084 | 6.4871
2010 | 7 | 9 | 16 | 178.3 | 166.9 | 1082 | 6.4829
2010 | 7 | 9 | 17 | 180.3 | 169 | 1090 | 6.4497
2010 | 7 | 9 | 18 | 163.2 | 151.9 | 1003 | 6.603
2010 | 7 | 9 | 19 | 140.6 | 129.3 | 872 | 6.744
2010 | 7 | 9 | 20 | 132.2 | 120.8 | 821 | 6.7964
2010 | 7 | 9 | 21 | 140.3 | 128.9 | 876 | 6.796
2010 | 7 | 9 | 22 | 151.3 | 140 | 949 | 6.7786
2010 | 7 | 9 | 23 | 173.5 | 162.2 | 1071 | 6.603
2010 | 7 | 9 | 24 | 152.9 | 141.6 | 944 | 6.6667
2010 | 7 | 10 | 1 | 123.5 | 112.6 | 769 | 6.8295
2010 | 7 | 10 | 2 | 109.8 | 100.2 | 692 | 6.9062
2010 | 7 | 10 | 3 | 112.7 | 105.7 | 734 | 6.9442
2010 | 7 | 10 | 4 | 93.6 | 86.6 | 600 | 6.9284
2010 | 7 | 10 | 5 | 91.2 | 84.2 | 591 | 7.019
2010 | 7 | 10 | 6 | 87.7 | 80.7 | 571 | 7.0756
2010 | 7 | 10 | 7 | 105.9 | 99 | 693 | 7
2010 | 7 | 10 | 8 | 117.1 | 106.3 | 734 | 6.905
2010 | 7 | 10 | 9 | 100.6 | 89.9 | 618 | 6.8743
2010 | 7 | 10 | 10 | 100.8 | 86.3 | 598 | 6.9293
2010 | 7 | 10 | 11 | 113.3 | 99.2 | 686 | 6.9153
2010 | 7 | 10 | 12 | 151.6 | 137.5 | 927 | 6.7418
2010 | 7 | 10 | 13 | 155.4 | 141.4 | 960 | 6.7893
2010 | 7 | 10 | 14 | 143.6 | 129.6 | 867 | 6.6898
2010 | 7 | 10 | 15 | 161.7 | 147.7 | 983 | 6.6554
2010 | 7 | 10 | 16 | 155.2 | 144 | 952 | 6.6111
2010 | 7 | 10 | 17 | 156.8 | 146.3 | 969 | 6.6234
2010 | 7 | 10 | 18 | 172.3 | 161.7 | 1053 | 6.5121
2010 | 7 | 10 | 19 | 174.2 | 163.6 | 1062 | 6.4914
2010 | 7 | 10 | 20 | 139.7 | 128.9 | 858 | 6.6563
2010 | 7 | 10 | 21 | 124.4 | 113.8 | 768 | 6.7487
2010 | 7 | 10 | 22 | 131.9 | 121.3 | 826 | 6.8096
2010 | 7 | 10 | 23 | 139.2 | 128.4 | 875 | 6.8146
2010 | 7 | 10 | 24 | 150.9 | 140.1 | 942 | 6.7238
2010 | 7 | 11 | 1 | 132.8 | 122.2 | 826 | 6.7594
2010 | 7 | 11 | 2 | 84.6 | 77.5 | 532 | 6.8645
2010 | 7 | 11 | 3 | 70.4 | 63.1 | 444 | 7.0365
2010 | 7 | 11 | 4 | 75.5 | 68.2 | 484 | 7.0968
2010 | 7 | 11 | 5 | 98.2 | 90.9 | 638 | 7.0187
2010 | 7 | 11 | 6 | 108.3 | 101 | 703 | 6.9604
2010 | 7 | 11 | 7 | 84.1 | 76.8 | 540 | 7.0312
2010 | 7 | 11 | 8 | 82.9 | 72.1 | 507 | 7.0319
2010 | 7 | 11 | 9 | 98.7 | 88.1 | 615 | 6.9807
2010 | 7 | 11 | 10 | 143.2 | 129.6 | 873 | 6.7361
2010 | 7 | 11 | 11 | 138.5 | 124.5 | 840 | 6.747
2010 | 7 | 11 | 12 | 175.3 | 161.3 | 1056 | 6.5468
2010 | 7 | 11 | 13 | 159.3 | 145.3 | 955 | 6.5726
2010 | 7 | 11 | 14 | 138 | 124 | 822 | 6.629
2010 | 7 | 11 | 15 | 130.8 | 116.8 | 783 | 6.7038
2010 | 7 | 11 | 16 | 133.3 | 122.4 | 825 | 6.7402
2010 | 7 | 11 | 17 | 152 | 141.5 | 944 | 6.6714
2010 | 7 | 11 | 18 | 168.2 | 157.6 | 1031 | 6.5419
2010 | 7 | 11 | 19 | 167.6 | 157 | 1027 | 6.5414
2010 | 7 | 11 | 20 | 139.6 | 129 | 862 | 6.6822
2010 | 7 | 11 | 21 | 127.5 | 116.9 | 787 | 6.7322
2010 | 7 | 11 | 22 | 99.7 | 89.1 | 604 | 6.7789
2010 | 7 | 11 | 23 | 87 | 76.5 | 528 | 6.902
2010 | 7 | 11 | 24 | 96.3 | 85.7 | 610 | 7.1179
2010 | 7 | 12 | 1 | 137.3 | 124 | 843 | 6.7984
2010 | 7 | 12 | 2 | 112.3 | 103.6 | 721 | 6.9595
2010 | 7 | 12 | 3 | 82.5 | 74.3 | 521 | 7.0121
2010 | 7 | 12 | 4 | 72.2 | 64 | 459 | 7.1719
2010 | 7 | 12 | 5 | 62.6 | 54.4 | 391 | 7.1875
2010 | 7 | 12 | 6 | 63.7 | 55.5 | 399 | 7.1892
2010 | 7 | 12 | 7 | 64.5 | 56.2 | 404 | 7.1886
2010 | 7 | 12 | 8 | 81.8 | 70.7 | 502 | 7.1004
2010 | 7 | 12 | 9 | 95.5 | 83.9 | 591 | 7.0441
2010 | 7 | 12 | 10 | 117.9 | 102.6 | 713 | 6.9493
2010 | 7 | 12 | 11 | 132.3 | 117 | 803 | 6.8632
2010 | 7 | 12 | 12 | 131.5 | 116.2 | 788 | 6.7814
2010 | 7 | 12 | 13 | 139.6 | 124.3 | 847 | 6.8142
2010 | 7 | 12 | 14 | 134.3 | 119 | 807 | 6.7815
2010 | 7 | 12 | 15 | 115.1 | 99.7 | 684 | 6.8606
2010 | 7 | 12 | 16 | 121.3 | 109.7 | 755 | 6.8824
2010 | 7 | 12 | 17 | 140.7 | 129.2 | 881 | 6.8189
2010 | 7 | 12 | 18 | 149.4 | 137.8 | 929 | 6.7417
2010 | 7 | 12 | 19 | 148 | 136.4 | 919 | 6.7375
2010 | 7 | 12 | 20 | 159.2 | 147.6 | 982 | 6.6531
2010 | 7 | 12 | 21 | 172.4 | 160.9 | 1045 | 6.4947
2010 | 7 | 12 | 22 | 168.8 | 157.4 | 1024 | 6.5057
2010 | 7 | 12 | 23 | 130.4 | 119 | 801 | 6.7311
2010 | 7 | 12 | 24 | 119.7 | 108.1 | 669 | 6.1887
2010 | 7 | 13 | 1 | 130.5 | 119.6 | 820 | 6.8562
2010 | 7 | 13 | 2 | 134.9 | 124 | 853 | 6.879
2010 | 7 | 13 | 3 | 130.8 | 121.2 | 825 | 6.8069
2010 | 7 | 13 | 4 | 133.1 | 124.5 | 840 | 6.747
2010 | 7 | 13 | 5 | 135.6 | 127.1 | 850 | 6.6876
2010 | 7 | 13 | 6 | 109.4 | 100.9 | 697 | 6.9078
2010 | 7 | 13 | 7 | 88.7 | 80.3 | 566 | 7.0486
2010 | 7 | 13 | 8 | 69.6 | 59 | 413 | 7
2010 | 7 | 13 | 9 | 113.1 | 102 | 704 | 6.902
2010 | 7 | 13 | 10 | 132.7 | 118 | 798 | 6.7627
2010 | 7 | 13 | 11 | 134 | 119.5 | 803 | 6.7197
2010 | 7 | 13 | 12 | 111.2 | 96.7 | 662 | 6.8459
2010 | 7 | 13 | 13 | 133.4 | 118.9 | 811 | 6.8209
2010 | 7 | 13 | 14 | 139.1 | 124.6 | 844 | 6.7737
2010 | 7 | 13 | 15 | 143.7 | 129.2 | 872 | 6.7492
2010 | 7 | 13 | 16 | 136.4 | 125.7 | 851 | 6.7701
2010 | 7 | 13 | 17 | 128.6 | 118.1 | 806 | 6.8247
2010 | 7 | 13 | 18 | 136.8 | 126.3 | 862 | 6.825
2010 | 7 | 13 | 19 | 136.6 | 126.1 | 862 | 6.8358
2010 | 7 | 13 | 20 | 146.4 | 135.3 | 917 | 6.7775
2010 | 7 | 13 | 21 | 163.8 | 152.9 | 1013 | 6.6252
2010 | 7 | 13 | 22 | 159.3 | 148.4 | 977 | 6.5836
2010 | 7 | 13 | 23 | 125.4 | 114.5 | 756 | 6.6026
2010 | 7 | 13 | 24 | 126.6 | 115.7 | 773 | 6.6811
2010 | 7 | 14 | 1 | 141.5 | 130.8 | 868 | 6.6361
2010 | 7 | 14 | 2 | 131.6 | 124 | 836 | 6.7419
2010 | 7 | 14 | 3 | 114.7 | 107.5 | 729 | 6.7814
2010 | 7 | 14 | 4 | 92 | 84.8 | 594 | 7.0047
2010 | 7 | 14 | 5 | 80.6 | 73.3 | 519 | 7.0805
2010 | 7 | 14 | 6 | 88.7 | 81.4 | 576 | 7.0762
2010 | 7 | 14 | 7 | 125.6 | 118.4 | 822 | 6.9426
2010 | 7 | 14 | 8 | 137.8 | 127.3 | 873 | 6.8578
2010 | 7 | 14 | 9 | 156.4 | 145.9 | 979 | 6.7101
2010 | 7 | 14 | 10 | 148.9 | 135.3 | 911 | 6.7332
2010 | 7 | 14 | 11 | 173.5 | 159.7 | 1043 | 6.531
2010 | 7 | 14 | 12 | 171.7 | 157.9 | 1024 | 6.4851
2010 | 7 | 14 | 13 | 176.9 | 163 | 1043 | 6.3988
2010 | 7 | 14 | 14 | 168.7 | 154.6 | 994 | 6.4295
2010 | 7 | 14 | 15 | 152 | 137.9 | 906 | 6.57
2010 | 7 | 14 | 16 | 165.8 | 154.9 | 1000 | 6.4558
2010 | 7 | 14 | 17 | 170.4 | 160 | 1025 | 6.4062
2010 | 7 | 14 | 18 | 154.1 | 143.7 | 939 | 6.5344
2010 | 7 | 14 | 19 | 140.5 | 130 | 870 | 6.6923
2010 | 7 | 14 | 20 | 143.7 | 133.3 | 892 | 6.6917
2010 | 7 | 14 | 21 | 133.8 | 123.2 | 839 | 6.8101
2010 | 7 | 14 | 22 | 145.4 | 134.6 | 913 | 6.7831
2010 | 7 | 14 | 23 | 138.3 | 122.6 | 804 | 6.5579
2010 | 7 | 14 | 24 | 165.8 | 123.5 | 794 | 6.4291
2010 | 7 | 15 | 1 | 175.2 | 126.6 | 801 | 6.327
2010 | 7 | 15 | 2 | 170.8 | 128.7 | 818 | 6.3559
2010 | 7 | 15 | 3 | 157.1 | 125.9 | 811 | 6.4416
2010 | 7 | 15 | 4 | 107.1 | 99.8 | 683 | 6.8437
2010 | 7 | 15 | 5 | 84.7 | 77.4 | 537 | 6.938
2010 | 7 | 15 | 6 | 71.3 | 63.9 | 452 | 7.0736
2010 | 7 | 15 | 7 | 109.5 | 102 | 720 | 7.0588
2010 | 7 | 15 | 8 | 135.7 | 124.3 | 850 | 6.8383
2010 | 7 | 15 | 9 | 137.3 | 126.3 | 860 | 6.8092
2010 | 7 | 15 | 10 | 148.2 | 132.9 | 892 | 6.7118
2010 | 7 | 15 | 11 | 140 | 124.5 | 845 | 6.7871
2010 | 7 | 15 | 12 | 150.6 | 135.4 | 903 | 6.6691
2010 | 7 | 15 | 13 | 139.8 | 125 | 843 | 6.744
2010 | 7 | 15 | 14 | 148.7 | 133.9 | 895 | 6.6841
2010 | 7 | 15 | 15 | 156.3 | 141.5 | 944 | 6.6714
2010 | 7 | 15 | 16 | 152.8 | 141.6 | 941 | 6.6455
2010 | 7 | 15 | 17 | 136.3 | 125.6 | 852 | 6.7834
2010 | 7 | 15 | 18 | 140.9 | 130.2 | 879 | 6.7512
2010 | 7 | 15 | 19 | 144.7 | 133.9 | 905 | 6.7588
2010 | 7 | 15 | 20 | 132.2 | 121 | 825 | 6.8182
2010 | 7 | 15 | 21 | 139.8 | 128.8 | 875 | 6.7935
2010 | 7 | 15 | 22 | 158.1 | 147 | 983 | 6.6871
2010 | 7 | 15 | 23 | 158.3 | 147.3 | 977 | 6.6327
2010 | 7 | 15 | 24 | 129.3 | 118.3 | 807 | 6.8216
2010 | 7 | 16 | 1 | 98.1 | 87.1 | 603 | 6.9231
2010 | 7 | 16 | 2 | 77.4 | 69.7 | 491 | 7.0445
2010 | 7 | 16 | 3 | 76.5 | 69 | 492 | 7.1304
2010 | 7 | 16 | 4 | 70.8 | 63.3 | 448 | 7.0774
2010 | 7 | 16 | 5 | 64.4 | 56.9 | 408 | 7.1705
2010 | 7 | 16 | 6 | 77.6 | 70.1 | 497 | 7.0899
2010 | 7 | 16 | 7 | 96.8 | 89.3 | 627 | 7.0213
2010 | 7 | 16 | 8 | 101.2 | 89.5 | 621 | 6.9385
2010 | 7 | 16 | 9 | 136 | 124.1 | 850 | 6.8493
2010 | 7 | 16 | 10 | 179.4 | 164.6 | 1063 | 6.4581
2010 | 7 | 16 | 11 | 176.8 | 162.2 | 1042 | 6.4242
2010 | 7 | 16 | 12 | 145.9 | 131.4 | 857 | 6.5221
2010 | 7 | 16 | 13 | 73 | 58.5 | 396 | 6.7692
2010 | 7 | 16 | 14 | 78.4 | 63.8 | 440 | 6.8966
2010 | 7 | 16 | 15 | 74.3 | 59.7 | 416 | 6.9682
2010 | 7 | 16 | 16 | 120.4 | 109.6 | 761 | 6.9434
2010 | 7 | 16 | 17 | 134.4 | 123.8 | 840 | 6.7851
2010 | 7 | 16 | 18 | 130.9 | 120.2 | 817 | 6.797
2010 | 7 | 16 | 19 | 129.2 | 118.3 | 810 | 6.847
2010 | 7 | 16 | 20 | 133 | 122.1 | 830 | 6.7977
2010 | 7 | 16 | 21 | 117.7 | 106.7 | 731 | 6.851
2010 | 7 | 16 | 22 | 125.1 | 114.1 | 784 | 6.8712
2010 | 7 | 16 | 23 | 127.1 | 116.1 | 800 | 6.8906
2010 | 7 | 16 | 24 | 144 | 133 | 901 | 6.7744
2010 | 7 | 17 | 1 | 119.3 | 110.4 | 756 | 6.8478
2010 | 7 | 17 | 2 | 88.9 | 82.1 | 572 | 6.9671
2010 | 7 | 17 | 3 | 55.8 | 49.1 | 343 | 6.9857
2010 | 7 | 17 | 4 | 37.6 | 31.1 | 220 | 7.074
2010 | 7 | 17 | 5 | 36.5 | 30 | 209 | 6.9667
2010 | 7 | 17 | 6 | 36.6 | 30.1 | 212 | 7.0432
2010 | 7 | 17 | 7 | 39.9 | 33.4 | 232 | 6.9461
2010 | 7 | 17 | 8 | 64.4 | 55.9 | 394 | 7.0483
2010 | 7 | 17 | 9 | 93.3 | 84.7 | 592 | 6.9894
2010 | 7 | 17 | 10 | 147.1 | 136.2 | 925 | 6.7915
2010 | 7 | 17 | 11 | 163.5 | 152.4 | 1004 | 6.5879
2010 | 7 | 17 | 12 | 144.9 | 133.7 | 889 | 6.6492
2010 | 7 | 17 | 13 | 123.2 | 112 | 763 | 6.8125
2010 | 7 | 17 | 14 | 131.4 | 120.2 | 814 | 6.772
2010 | 7 | 17 | 15 | 111.8 | 100.6 | 683 | 6.7893
2010 | 7 | 17 | 16 | 116.8 | 105.5 | 723 | 6.8531
2010 | 7 | 17 | 17 | 125.9 | 116.8 | 801 | 6.8579
2010 | 7 | 17 | 18 | 144.7 | 135.9 | 918 | 6.755
2010 | 7 | 17 | 19 | 133 | 124.3 | 838 | 6.7418
2010 | 7 | 17 | 20 | 120.8 | 112.2 | 765 | 6.8182
2010 | 7 | 17 | 21 | 122 | 113.4 | 771 | 6.7989
2010 | 7 | 17 | 22 | 121 | 112.4 | 769 | 6.8416
2010 | 7 | 17 | 23 | 130 | 121.3 | 833 | 6.8673
2010 | 7 | 17 | 24 | 158.4 | 149.7 | 1002 | 6.6934
2010 | 7 | 18 | 1 | 124.4 | 116.1 | 788 | 6.7873
2010 | 7 | 18 | 2 | 85.5 | 78.4 | 539 | 6.875
2010 | 7 | 18 | 3 | 43.4 | 36.4 | 256 | 7.033
2010 | 7 | 18 | 4 | 41.1 | 34.2 | 240 | 7.0175
2010 | 7 | 18 | 5 | 44.8 | 37.9 | 269 | 7.0976
2010 | 7 | 18 | 6 | 71.9 | 65 | 457 | 7.0308
2010 | 7 | 18 | 7 | 67.1 | 60.2 | 425 | 7.0598
2010 | 7 | 18 | 8 | 74.9 | 66.3 | 463 | 6.9834
2010 | 7 | 18 | 9 | 64.5 | 56.3 | 389 | 6.9094
2010 | 7 | 18 | 10 | 57.9 | 47.4 | 333 | 7.0253
2010 | 7 | 18 | 11 | 103.3 | 93.1 | 646 | 6.9388
2010 | 7 | 18 | 12 | 117 | 107 | 736 | 6.8785
2010 | 7 | 18 | 13 | 128.7 | 118.7 | 806 | 6.7902
2010 | 7 | 18 | 14 | 110.8 | 100.9 | 679 | 6.7294
2010 | 7 | 18 | 15 | 79.4 | 69.5 | 473 | 6.8058
2010 | 7 | 18 | 16 | 83 | 76.6 | 528 | 6.893
2010 | 7 | 18 | 17 | 125.9 | 119.2 | 817 | 6.854
2010 | 7 | 18 | 18 | 150.8 | 141.9 | 946 | 6.6667
2010 | 7 | 18 | 19 | 149.9 | 141.8 | 935 | 6.5938
2010 | 7 | 18 | 20 | 129.8 | 121.8 | 816 | 6.6995
2010 | 7 | 18 | 21 | 107.2 | 99.2 | 672 | 6.7742
2010 | 7 | 18 | 22 | 92.8 | 84.8 | 582 | 6.8632
2010 | 7 | 18 | 23 | 76.5 | 68.5 | 476 | 6.9489
2010 | 7 | 18 | 24 | 55.7 | 47.7 | 333 | 6.9811
2010 | 7 | 19 | 1 | 48.6 | 38.3 | 267 | 6.9713
2010 | 7 | 19 | 2 | 40.6 | 33.6 | 236 | 7.0238
2010 | 7 | 19 | 3 | 49.2 | 42.4 | 297 | 7.0047
2010 | 7 | 19 | 4 | 70.1 | 62.9 | 441 | 7.0111
2010 | 7 | 19 | 5 | 83.1 | 75.9 | 530 | 6.9829
2010 | 7 | 19 | 6 | 83.3 | 76.2 | 529 | 6.9423
2010 | 7 | 19 | 7 | 86.8 | 79.7 | 552 | 6.926
2010 | 7 | 19 | 8 | 91 | 80.4 | 554 | 6.8905
2010 | 7 | 19 | 9 | 90.4 | 79.7 | 544 | 6.8256
2010 | 7 | 19 | 10 | 98.1 | 84.8 | 585 | 6.8986
2010 | 7 | 19 | 11 | 133.5 | 120 | 810 | 6.75
2010 | 7 | 19 | 12 | 138.9 | 125.4 | 836 | 6.6667
2010 | 7 | 19 | 13 | 149.5 | 136 | 901 | 6.625
2010 | 7 | 19 | 14 | 155.7 | 142.2 | 931 | 6.5471
2010 | 7 | 19 | 15 | 151.9 | 138.4 | 903 | 6.5246
2010 | 7 | 19 | 16 | 137.4 | 126.6 | 844 | 6.6667
2010 | 7 | 19 | 17 | 132.6 | 122.2 | 815 | 6.6694
2010 | 7 | 19 | 18 | 132.8 | 122.4 | 818 | 6.683
2010 | 7 | 19 | 19 | 138.8 | 128.4 | 858 | 6.6822
2010 | 7 | 19 | 20 | 154 | 143.7 | 949 | 6.604
2010 | 7 | 19 | 21 | 145.9 | 135.8 | 898 | 6.6127
2010 | 7 | 19 | 22 | 129.1 | 119.1 | 798 | 6.7003
2010 | 7 | 19 | 23 | 102 | 92 | 622 | 6.7609
2010 | 7 | 19 | 24 | 84.4 | 74.3 | 516 | 6.9448
2010 | 7 | 20 | 1 | 86.1 | 76 | 533 | 7.0132
2010 | 7 | 20 | 2 | 69.9 | 62.9 | 437 | 6.9475
2010 | 7 | 20 | 3 | 56.3 | 49.4 | 348 | 7.0445
2010 | 7 | 20 | 4 | 51.9 | 45 | 317 | 7.0444
2010 | 7 | 20 | 5 | 43.6 | 36.7 | 255 | 6.9482
2010 | 7 | 20 | 6 | 40.8 | 33.9 | 238 | 7.0206
2010 | 7 | 20 | 7 | 65.6 | 58.8 | 415 | 7.0578
2010 | 7 | 20 | 8 | 86.3 | 76.2 | 530 | 6.9554
2010 | 7 | 20 | 9 | 110.6 | 100 | 691 | 6.91
2010 | 7 | 20 | 10 | 130.4 | 117.2 | 796 | 6.7918
2010 | 7 | 20 | 11 | 136.5 | 123.1 | 828 | 6.7262
2010 | 7 | 20 | 12 | 129.5 | 116.2 | 781 | 6.7212
2010 | 7 | 20 | 13 | 133.7 | 120.4 | 811 | 6.7359
2010 | 7 | 20 | 14 | 146 | 132.6 | 886 | 6.6817
2010 | 7 | 20 | 15 | 149.9 | 136.5 | 904 | 6.6227
2010 | 7 | 20 | 16 | 138.1 | 127 | 848 | 6.6772
2010 | 7 | 20 | 17 | 134.2 | 123 | 827 | 6.7236
2010 | 7 | 20 | 18 | 136.4 | 125.3 | 846 | 6.7518
2010 | 7 | 20 | 19 | 145.6 | 134.5 | 898 | 6.6766
2010 | 7 | 20 | 20 | 140.6 | 130.1 | 876 | 6.7333
2010 | 7 | 20 | 21 | 146.2 | 136 | 911 | 6.6985
2010 | 7 | 20 | 22 | 144.2 | 134 | 895 | 6.6791
2010 | 7 | 20 | 23 | 120.4 | 110.2 | 749 | 6.7967
2010 | 7 | 20 | 24 | 127.1 | 116.8 | 799 | 6.8408
2010 | 7 | 21 | 1 | 111.1 | 100.9 | 689 | 6.8285
2010 | 7 | 21 | 2 | 69.2 | 62.1 | 436 | 7.0209
2010 | 7 | 21 | 3 | 57.3 | 50.6 | 361 | 7.1344
2010 | 7 | 21 | 4 | 48.8 | 42.1 | 298 | 7.0784
2010 | 7 | 21 | 5 | 48.1 | 41.4 | 291 | 7.029
2010 | 7 | 21 | 6 | 52.9 | 46.2 | 329 | 7.1212
2010 | 7 | 21 | 7 | 85.9 | 79.2 | 551 | 6.9571
2010 | 7 | 21 | 8 | 88 | 77.5 | 539 | 6.9548
2010 | 7 | 21 | 9 | 95.4 | 84.6 | 588 | 6.9504
2010 | 7 | 21 | 10 | 117.8 | 106.9 | 743 | 6.9504
2010 | 7 | 21 | 11 | 170.7 | 158.5 | 1039 | 6.5552
2010 | 7 | 21 | 12 | 157.3 | 144.6 | 952 | 6.5837
2010 | 7 | 21 | 13 | 132.7 | 120 | 799 | 6.6583
2010 | 7 | 21 | 14 | 115.7 | 103 | 693 | 6.7282
2010 | 7 | 21 | 15 | 127.9 | 115.2 | 784 | 6.8056
2010 | 7 | 21 | 16 | 160.6 | 149.1 | 988 | 6.6264
2010 | 7 | 21 | 17 | 158.6 | 148.9 | 982 | 6.595
2010 | 7 | 21 | 18 | 157.9 | 148.1 | 974 | 6.5766
2010 | 7 | 21 | 19 | 148.1 | 138.3 | 924 | 6.6811
2010 | 7 | 21 | 20 | 153.2 | 143.9 | 946 | 6.574
2010 | 7 | 21 | 21 | 132 | 123.2 | 836 | 6.7857
2010 | 7 | 21 | 22 | 131.9 | 122.5 | 832 | 6.7918
2010 | 7 | 21 | 23 | 120.1 | 110.5 | 757 | 6.8507
2010 | 7 | 21 | 24 | 128.5 | 119 | 807 | 6.7815
2010 | 7 | 22 | 1 | 126 | 116.2 | 787 | 6.7728
2010 | 7 | 22 | 2 | 123.5 | 116.4 | 796 | 6.8385
2010 | 7 | 22 | 3 | 104.2 | 97.4 | 678 | 6.961
2010 | 7 | 22 | 4 | 65.2 | 58.4 | 412 | 7.0548
2010 | 7 | 22 | 5 | 36.3 | 29.6 | 214 | 7.2297
2010 | 7 | 22 | 6 | 37 | 30.2 | 213 | 7.053
2010 | 7 | 22 | 7 | 73.5 | 66.7 | 476 | 7.1364
2010 | 7 | 22 | 8 | 87.4 | 78.1 | 551 | 7.0551
2010 | 7 | 22 | 9 | 135.7 | 126.3 | 865 | 6.8488
2010 | 7 | 22 | 10 | 148.4 | 135.9 | 909 | 6.6887
2010 | 7 | 22 | 11 | 109.6 | 97 | 657 | 6.7732
2010 | 7 | 22 | 12 | 81.7 | 68.9 | 480 | 6.9666
2010 | 7 | 22 | 13 | 103.6 | 90.8 | 631 | 6.9493
2010 | 7 | 22 | 14 | 134 | 121.2 | 827 | 6.8234
2010 | 7 | 22 | 15 | 166.7 | 153.9 | 1013 | 6.5822
2010 | 7 | 22 | 16 | 147.3 | 136.9 | 910 | 6.6472
2010 | 7 | 22 | 17 | 123.8 | 114.2 | 778 | 6.8126
2010 | 7 | 22 | 18 | 127.8 | 118.2 | 814 | 6.8866
2010 | 7 | 22 | 19 | 149 | 139.4 | 938 | 6.7288
2010 | 7 | 22 | 20 | 142.2 | 132.6 | 899 | 6.7798
2010 | 7 | 22 | 21 | 158.1 | 148.6 | 985 | 6.6285
2010 | 7 | 22 | 22 | 156.7 | 147.2 | 977 | 6.6372
2010 | 7 | 22 | 23 | 143.1 | 133.2 | 896 | 6.7267
2010 | 7 | 22 | 24 | 131 | 120.9 | 828 | 6.8486
2010 | 7 | 23 | 1 | 105.5 | 95.4 | 652 | 6.8344
2010 | 7 | 23 | 2 | 76.9 | 70 | 492 | 7.0286
2010 | 7 | 23 | 3 | 75.9 | 69 | 488 | 7.0725
2010 | 7 | 23 | 4 | 76.2 | 69.4 | 487 | 7.0173
2010 | 7 | 23 | 5 | 76.6 | 69.8 | 487 | 6.9771
2010 | 7 | 23 | 6 | 77.1 | 70.3 | 489 | 6.9559
2010 | 7 | 23 | 7 | 69.5 | 62.7 | 428 | 6.8262
2010 | 7 | 23 | 8 | 39.8 | 30.2 | 208 | 6.8874
2010 | 7 | 23 | 9 | 41.7 | 31.7 | 220 | 6.9401
2010 | 7 | 23 | 10 | 58.5 | 45.7 | 323 | 7.0678
2010 | 7 | 23 | 11 | 103.6 | 90.6 | 630 | 6.9536
2010 | 7 | 23 | 12 | 118 | 104.9 | 722 | 6.8827
2010 | 7 | 23 | 13 | 147.9 | 134.8 | 913 | 6.773
2010 | 7 | 23 | 14 | 146.6 | 133.9 | 896 | 6.6916
2010 | 7 | 23 | 15 | 161.3 | 148.7 | 990 | 6.6577
2010 | 7 | 23 | 16 | 170.3 | 160.2 | 1049 | 6.5481
2010 | 7 | 23 | 17 | 150.9 | 141.2 | 938 | 6.6431
2010 | 7 | 23 | 18 | 128 | 117.9 | 791 | 6.7091
2010 | 7 | 23 | 19 | 116.7 | 106.7 | 723 | 6.776
2010 | 7 | 23 | 20 | 109.9 | 100.4 | 687 | 6.8426
2010 | 7 | 23 | 21 | 115.2 | 105.8 | 729 | 6.8904
2010 | 7 | 23 | 22 | 117.5 | 108.1 | 742 | 6.864
2010 | 7 | 23 | 23 | 115.8 | 106.3 | 731 | 6.8768
2010 | 7 | 23 | 24 | 111.1 | 100.7 | 700 | 6.9513
2010 | 7 | 24 | 1 | 106.8 | 99.8 | 687 | 6.8838
2010 | 7 | 24 | 2 | 65.2 | 60.1 | 422 | 7.0216
2010 | 7 | 24 | 3 | 60 | 55.3 | 395 | 7.1429
2010 | 7 | 24 | 4 | 45.2 | 40.4 | 284 | 7.0297
2010 | 7 | 24 | 5 | 37.3 | 32.4 | 231 | 7.1296
2010 | 7 | 24 | 6 | 37.5 | 32.6 | 231 | 7.0859
2010 | 7 | 24 | 7 | 54.3 | 49.4 | 352 | 7.1255
2010 | 7 | 24 | 8 | 76.4 | 67.8 | 480 | 7.0796
2010 | 7 | 24 | 9 | 95.5 | 88.2 | 618 | 7.0068
2010 | 7 | 24 | 10 | 112.2 | 102 | 705 | 6.9118
2010 | 7 | 24 | 11 | 104.4 | 94.2 | 651 | 6.9108
2010 | 7 | 24 | 12 | 114.8 | 104.8 | 721 | 6.8798
2010 | 7 | 24 | 13 | 109.6 | 99.8 | 684 | 6.8537
2010 | 7 | 24 | 14 | 107 | 96.7 | 660 | 6.8252
2010 | 7 | 24 | 15 | 110.1 | 99.8 | 686 | 6.8737
2010 | 7 | 24 | 16 | 129.5 | 121.9 | 829 | 6.8007
2010 | 7 | 24 | 17 | 147.5 | 140.3 | 942 | 6.7142
2010 | 7 | 24 | 18 | 156.7 | 149.5 | 990 | 6.6221
2010 | 7 | 24 | 19 | 147.7 | 140.5 | 934 | 6.6477
2010 | 7 | 24 | 20 | 129.7 | 122.5 | 822 | 6.7102
2010 | 7 | 24 | 21 | 110.4 | 103 | 698 | 6.7767
2010 | 7 | 24 | 22 | 104.8 | 97.5 | 664 | 6.8103
2010 | 7 | 24 | 23 | 84.8 | 77.4 | 539 | 6.9638
2010 | 7 | 24 | 24 | 86.1 | 78.7 | 562 | 7.141
2010 | 7 | 25 | 1 | 83.5 | 76 | 527 | 6.9342
2010 | 7 | 25 | 2 | 55.1 | 48.3 | 336 | 6.9565
2010 | 7 | 25 | 3 | 37.5 | 30.7 | 218 | 7.101
2010 | 7 | 25 | 4 | 37.9 | 31 | 220 | 7.0968
2010 | 7 | 25 | 5 | 37 | 30.1 | 213 | 7.0764
2010 | 7 | 25 | 6 | 36.9 | 30 | 210 | 7
2010 | 7 | 25 | 7 | 37.5 | 32.9 | 232 | 7.0517
2010 | 7 | 25 | 8 | 45 | 38.2 | 265 | 6.9372
2010 | 7 | 25 | 9 | 44.7 | 37.9 | 268 | 7.0712
2010 | 7 | 25 | 10 | 67.5 | 58 | 408 | 7.0345
2010 | 7 | 25 | 11 | 90.6 | 80.2 | 556 | 6.9327
2010 | 7 | 25 | 12 | 94 | 83.7 | 582 | 6.9534
2010 | 7 | 25 | 13 | 100.1 | 89.8 | 617 | 6.8708
2010 | 7 | 25 | 14 | 94.9 | 84.6 | 588 | 6.9504
2010 | 7 | 25 | 15 | 106.3 | 95.9 | 661 | 6.8926
2010 | 7 | 25 | 16 | 125.8 | 118.1 | 806 | 6.8247
2010 | 7 | 25 | 17 | 148.3 | 141.2 | 946 | 6.6997
2010 | 7 | 25 | 18 | 156.6 | 149.5 | 992 | 6.6355
2010 | 7 | 25 | 19 | 156.2 | 149.1 | 987 | 6.6197
2010 | 7 | 25 | 20 | 132.2 | 125 | 841 | 6.728
2010 | 7 | 25 | 21 | 111.1 | 103.9 | 709 | 6.8239
2010 | 7 | 25 | 22 | 83.5 | 76.3 | 526 | 6.8938
2010 | 7 | 25 | 23 | 70.9 | 63.6 | 447 | 7.0283
2010 | 7 | 25 | 24 | 67 | 59.7 | 423 | 7.0854
2010 | 7 | 26 | 1 | 79.1 | 69.5 | 487 | 7.0072
2010 | 7 | 26 | 2 | 52.3 | 45.5 | 319 | 7.011
2010 | 7 | 26 | 3 | 39.8 | 33.2 | 238 | 7.1687
2010 | 7 | 26 | 4 | 40.5 | 33.9 | 240 | 7.0796
2010 | 7 | 26 | 5 | 38.7 | 32.1 | 226 | 7.0405
2010 | 7 | 26 | 6 | 43.5 | 36.9 | 259 | 7.019
2010 | 7 | 26 | 7 | 56.2 | 49.6 | 350 | 7.0565
2010 | 7 | 26 | 8 | 77.6 | 67.2 | 473 | 7.0387
2010 | 7 | 26 | 9 | 75.2 | 65.2 | 455 | 6.9785
2010 | 7 | 26 | 10 | 90.5 | 77.9 | 545 | 6.9961
2010 | 7 | 26 | 11 | 129.8 | 116.9 | 802 | 6.8606
2010 | 7 | 26 | 12 | 147.6 | 134.6 | 903 | 6.7088
2010 | 7 | 26 | 13 | 169.2 | 156.2 | 1015 | 6.4981
2010 | 7 | 26 | 14 | 173.1 | 160.1 | 1028 | 6.421
2010 | 7 | 26 | 15 | 154.1 | 141.1 | 932 | 6.6052
2010 | 7 | 26 | 16 | 152.6 | 141.8 | 940 | 6.6291
2010 | 7 | 26 | 17 | 144.9 | 134.3 | 896 | 6.6716
2010 | 7 | 26 | 18 | 130.6 | 120 | 806 | 6.7167
2010 | 7 | 26 | 19 | 124.2 | 113.8 | 772 | 6.7838
2010 | 7 | 26 | 20 | 129.2 | 118.8 | 810 | 6.8182
2010 | 7 | 26 | 21 | 128.3 | 117.9 | 798 | 6.7684
2010 | 7 | 26 | 22 | 120.2 | 109.9 | 747 | 6.7971
2010 | 7 | 26 | 23 | 105.9 | 95.4 | 650 | 6.8134
2010 | 7 | 26 | 24 | 94.3 | 83.8 | 586 | 6.9928
2010 | 7 | 27 | 1 | 75.7 | 67.1 | 469 | 6.9896
2010 | 7 | 27 | 2 | 39.7 | 34.2 | 239 | 6.9883
2010 | 7 | 27 | 3 | 34.9 | 29.7 | 212 | 7.138
2010 | 7 | 27 | 4 | 38.6 | 34.1 | 239 | 7.0088
2010 | 7 | 27 | 5 | 54.9 | 50.3 | 368 | 7.3161
2010 | 7 | 27 | 6 | 94.4 | 89.8 | 635 | 7.0713
2010 | 7 | 27 | 7 | 101.3 | 96.8 | 671 | 6.9318
2010 | 7 | 27 | 8 | 100 | 91.3 | 636 | 6.966
2010 | 7 | 27 | 9 | 107.9 | 99.3 | 685 | 6.8983
2010 | 7 | 27 | 10 | 85.7 | 74.8 | 519 | 6.9385
2010 | 7 | 27 | 11 | 80.3 | 69.3 | 486 | 7.013
2010 | 7 | 27 | 12 | 96.2 | 85.2 | 591 | 6.9366
2010 | 7 | 27 | 13 | 94.5 | 83.5 | 582 | 6.9701
2010 | 7 | 27 | 14 | 129.2 | 118.2 | 814 | 6.8866
2010 | 7 | 27 | 15 | 150.2 | 139.2 | 933 | 6.7026
2010 | 7 | 27 | 16 | 146.7 | 135.6 | 905 | 6.674
2010 | 7 | 27 | 17 | 147.1 | 136 | 904 | 6.6471
2010 | 7 | 27 | 18 | 169.5 | 158.4 | 1031 | 6.5088
2010 | 7 | 27 | 19 | 160.7 | 151.6 | 994 | 6.5567
2010 | 7 | 27 | 20 | 136.8 | 128.2 | 867 | 6.7629
2010 | 7 | 27 | 21 | 146.1 | 137.5 | 924 | 6.72
2010 | 7 | 27 | 22 | 139.5 | 130.9 | 885 | 6.7609
2010 | 7 | 27 | 23 | 158.7 | 150 | 996 | 6.64
2010 | 7 | 27 | 24 | 159.3 | 150.7 | 999 | 6.6291
2010 | 7 | 28 | 1 | 133.4 | 124.8 | 848 | 6.7949
2010 | 7 | 28 | 2 | 113.8 | 106.5 | 740 | 6.9484
2010 | 7 | 28 | 3 | 61.4 | 55.1 | 388 | 7.0417
2010 | 7 | 28 | 4 | 36.4 | 30.2 | 214 | 7.0861
2010 | 7 | 28 | 5 | 36.6 | 30.4 | 212 | 6.9737
2010 | 7 | 28 | 6 | 40.3 | 34.1 | 242 | 7.0968
2010 | 7 | 28 | 7 | 59.1 | 52.9 | 377 | 7.1267
2010 | 7 | 28 | 8 | 83.6 | 75 | 526 | 7.0133
2010 | 7 | 28 | 9 | 117.2 | 108.7 | 752 | 6.9181
2010 | 7 | 28 | 10 | 141.3 | 130.5 | 887 | 6.7969
2010 | 7 | 28 | 11 | 128.8 | 117.9 | 798 | 6.7684
2010 | 7 | 28 | 12 | 118.7 | 107.7 | 732 | 6.7967
2010 | 7 | 28 | 13 | 113.3 | 102.3 | 697 | 6.8133
2010 | 7 | 28 | 14 | 107.9 | 96.9 | 664 | 6.8524
2010 | 7 | 28 | 15 | 123.8 | 112.8 | 772 | 6.844
2010 | 7 | 28 | 16 | 126 | 116.9 | 795 | 6.8007
2010 | 7 | 28 | 17 | 130.2 | 121.7 | 827 | 6.7954
2010 | 7 | 28 | 18 | 125 | 116.5 | 794 | 6.8155
2010 | 7 | 28 | 19 | 126 | 117.5 | 797 | 6.783
2010 | 7 | 28 | 20 | 118 | 109.5 | 751 | 6.8584
2010 | 7 | 28 | 21 | 133.7 | 125.2 | 849 | 6.7812
2010 | 7 | 28 | 22 | 126.6 | 118.1 | 800 | 6.7739
2010 | 7 | 28 | 23 | 82.6 | 74.1 | 513 | 6.9231
2010 | 7 | 28 | 24 | 78.3 | 69.8 | 491 | 7.0344
2010 | 7 | 29 | 1 | 73.6 | 64.5 | 454 | 7.0388
2010 | 7 | 29 | 2 | 74 | 68.3 | 486 | 7.1157
2010 | 7 | 29 | 3 | 68.4 | 63.1 | 408 | 6.4659
2010 | 7 | 29 | 4 | 40.1 | 34.9 | 248 | 7.106
2010 | 7 | 29 | 5 | 35.1 | 29.9 | 210 | 7.0234
2010 | 7 | 29 | 6 | 41.6 | 36.4 | 260 | 7.1429
2010 | 7 | 29 | 7 | 60.5 | 55.3 | 390 | 7.0524
2010 | 7 | 29 | 8 | 65.7 | 56.7 | 392 | 6.9136
2010 | 7 | 29 | 9 | 93.6 | 84.5 | 589 | 6.9704
2010 | 7 | 29 | 10 | 142.3 | 129.1 | 871 | 6.7467
2010 | 7 | 29 | 11 | 136.6 | 127.3 | 857 | 6.7321
2010 | 7 | 29 | 12 | 121.3 | 111.9 | 758 | 6.7739
2010 | 7 | 29 | 13 | 119.5 | 110.1 | 749 | 6.8029
2010 | 7 | 29 | 14 | 131.4 | 122.1 | 826 | 6.7649
2010 | 7 | 29 | 15 | 138.9 | 129.6 | 869 | 6.7052
2010 | 7 | 29 | 16 | 143 | 136.1 | 910 | 6.6863
2010 | 7 | 29 | 17 | 137.8 | 130.9 | 877 | 6.6998
2010 | 7 | 29 | 18 | 128.1 | 121.1 | 818 | 6.7547
2010 | 7 | 29 | 19 | 117.4 | 110.4 | 750 | 6.7935
2010 | 7 | 29 | 20 | 118.6 | 111.6 | 763 | 6.8369
2010 | 7 | 29 | 21 | 109.4 | 102.4 | 698 | 6.8164
2010 | 7 | 29 | 22 | 107.7 | 100.7 | 679 | 6.7428
2010 | 7 | 29 | 23 | 87.6 | 80.6 | 559 | 6.9355
2010 | 7 | 29 | 24 | 91.5 | 84.4 | 588 | 6.9668
2010 | 7 | 30 | 1 | 62.3 | 53.4 | 376 | 7.0412
2010 | 7 | 30 | 2 | 51.5 | 45 | 320 | 7.1111
2010 | 7 | 30 | 3 | 40.4 | 34.1 | 240 | 7.0381
2010 | 7 | 30 | 4 | 41.2 | 34.9 | 245 | 7.0201
2010 | 7 | 30 | 5 | 39.5 | 33.2 | 234 | 7.0482
2010 | 7 | 30 | 6 | 40.9 | 34.6 | 243 | 7.0231
2010 | 7 | 30 | 7 | 63.9 | 57.6 | 406 | 7.0486
2010 | 7 | 30 | 8 | 65.4 | 56.5 | 397 | 7.0265
2010 | 7 | 30 | 9 | 104.6 | 95.6 | 663 | 6.9351
2010 | 7 | 30 | 10 | 106 | 94.6 | 651 | 6.8816
2010 | 7 | 30 | 11 | 118 | 106.1 | 727 | 6.852
2010 | 7 | 30 | 12 | 119.5 | 107.6 | 736 | 6.8401
2010 | 7 | 30 | 13 | 123.9 | 111.9 | 762 | 6.8097
2010 | 7 | 30 | 14 | 134.1 | 122.1 | 826 | 6.7649
2010 | 7 | 30 | 15 | 131.4 | 119.4 | 804 | 6.7337
2010 | 7 | 30 | 16 | 135.9 | 126.6 | 853 | 6.7378
2010 | 7 | 30 | 17 | 151.2 | 141.9 | 947 | 6.6737
2010 | 7 | 30 | 18 | 141.2 | 132 | 883 | 6.6894
2010 | 7 | 30 | 19 | 125 | 115.8 | 782 | 6.753
2010 | 7 | 30 | 20 | 116.9 | 107.7 | 732 | 6.7967
2010 | 7 | 30 | 21 | 101.6 | 92.3 | 633 | 6.8581
2010 | 7 | 30 | 22 | 87.9 | 78.6 | 541 | 6.883
2010 | 7 | 30 | 23 | 65.2 | 55.9 | 391 | 6.9946
2010 | 7 | 30 | 24 | 84.2 | 74.9 | 524 | 6.996
2010 | 7 | 31 | 1 | 70.8 | 63.9 | 450 | 7.0423
2010 | 7 | 31 | 2 | 50.8 | 46.4 | 325 | 7.0043
2010 | 7 | 31 | 3 | 44.5 | 40.1 | 238 | 5.9352
2010 | 7 | 31 | 4 | 47.1 | 42.7 | 301 | 7.0492
2010 | 7 | 31 | 5 | 40.4 | 36 | 253 | 7.0278
2010 | 7 | 31 | 6 | 60.3 | 55.8 | 397 | 7.1147
2010 | 7 | 31 | 7 | 82.8 | 78.2 | 547 | 6.9949
2010 | 7 | 31 | 8 | 53.3 | 44.4 | 305 | 6.8694
2010 | 7 | 31 | 9 | 45.8 | 37.3 | 264 | 7.0777
2010 | 7 | 31 | 10 | 62.7 | 51.8 | 363 | 7.0077
2010 | 7 | 31 | 11 | 95.2 | 84.3 | 584 | 6.9276
2010 | 7 | 31 | 12 | 88.6 | 77.7 | 541 | 6.9627
2010 | 7 | 31 | 13 | 92.2 | 81.3 | 565 | 6.9496
2010 | 7 | 31 | 14 | 98.9 | 88 | 610 | 6.9318
2010 | 7 | 31 | 15 | 107.1 | 96.2 | 662 | 6.8815
2010 | 7 | 31 | 16 | 105.2 | 96.6 | 669 | 6.9255
2010 | 7 | 31 | 17 | 119.2 | 110.7 | 757 | 6.8383
2010 | 7 | 31 | 18 | 92.7 | 84.3 | 576 | 6.8327
2010 | 7 | 31 | 19 | 71.6 | 63.2 | 427 | 6.7563
2010 | 7 | 31 | 20 | 64.8 | 56.4 | 389 | 6.8972
2010 | 7 | 31 | 21 | 78.2 | 69.8 | 487 | 6.9771
2010 | 7 | 31 | 22 | 106.5 | 98 | 681 | 6.949
2010 | 7 | 31 | 23 | 121.5 | 113 | 780 | 6.9027
2010 | 7 | 31 | 24 | 107.3 | 98.8 | 679 | 6.8725
2010 | 8 | 1 | 1 | 60.3 | 53.4 | 364 | 6.8165
2010 | 8 | 1 | 2 | 34.8 | 30.3 | 211 | 6.9637
2010 | 8 | 1 | 3 | 34.9 | 30.5 | 215 | 7.0492
2010 | 8 | 1 | 4 | 34.1 | 29.7 | 208 | 7.0034
2010 | 8 | 1 | 5 | 34.6 | 30.2 | 211 | 6.9868
2010 | 8 | 1 | 6 | 33.9 | 29.5 | 206 | 6.9831
2010 | 8 | 1 | 7 | 31.4 | 27 | 168 | 6.2222
2010 | 8 | 1 | 8 | 26.9 | 20.6 | 141 | 6.8447
2010 | 8 | 1 | 9 | 34.1 | 27.5 | 190 | 6.9091
2010 | 8 | 1 | 10 | 67.6 | 59.7 | 419 | 7.0184
2010 | 8 | 1 | 11 | 56.4 | 47.6 | 335 | 7.0378
2010 | 8 | 1 | 12 | 59.2 | 50.7 | 357 | 7.0414
2010 | 8 | 1 | 13 | 62.1 | 53.6 | 375 | 6.9963
2010 | 8 | 1 | 14 | 79.4 | 70.8 | 495 | 6.9915
2010 | 8 | 1 | 15 | 95.2 | 86.6 | 605 | 6.9861
2010 | 8 | 1 | 16 | 98.8 | 92 | 638 | 6.9348
2010 | 8 | 1 | 17 | 94.1 | 87.3 | 606 | 6.9416
2010 | 8 | 1 | 18 | 85.9 | 79.1 | 550 | 6.9532
2010 | 8 | 1 | 19 | 76.2 | 70 | 492 | 7.0286
2010 | 8 | 1 | 20 | 69.9 | 63.7 | 446 | 7.0016
2010 | 8 | 1 | 21 | 52.5 | 46.3 | 325 | 7.0194
2010 | 8 | 1 | 22 | 42.2 | 36 | 253 | 7.0278
2010 | 8 | 1 | 23 | 44 | 37.8 | 265 | 7.0106
2010 | 8 | 1 | 24 | 51.7 | 45.4 | 321 | 7.0705
2010 | 8 | 2 | 1 | 50.8 | 41.9 | 295 | 7.0406
2010 | 8 | 2 | 2 | 37.9 | 31.6 | 223 | 7.057
2010 | 8 | 2 | 3 | 55.5 | 49.3 | 353 | 7.1602
2010 | 8 | 2 | 4 | 69.2 | 63.1 | 449 | 7.1157
2010 | 8 | 2 | 5 | 44.6 | 38.5 | 270 | 7.013
2010 | 8 | 2 | 6 | 37.6 | 31.4 | 222 | 7.0701
2010 | 8 | 2 | 7 | 67.4 | 61.2 | 434 | 7.0915
2010 | 8 | 2 | 8 | 99.5 | 91.2 | 640 | 7.0175
2010 | 8 | 2 | 9 | 105.5 | 97 | 675 | 6.9588
2010 | 8 | 2 | 10 | 108.4 | 97.4 | 674 | 6.9199
2010 | 8 | 2 | 11 | 113.1 | 102 | 702 | 6.8824
2010 | 8 | 2 | 12 | 103.8 | 92.6 | 637 | 6.879
2010 | 8 | 2 | 13 | 101.2 | 90 | 622 | 6.9111
2010 | 8 | 2 | 14 | 113.7 | 102.5 | 707 | 6.8976
2010 | 8 | 2 | 15 | 111.7 | 100.5 | 690 | 6.8657
2010 | 8 | 2 | 16 | 113.6 | 104.9 | 718 | 6.8446
2010 | 8 | 2 | 17 | 129.5 | 121.2 | 829 | 6.8399
2010 | 8 | 2 | 18 | 155.9 | 147.6 | 980 | 6.6396
2010 | 8 | 2 | 19 | 151.5 | 143.2 | 959 | 6.6969
2010 | 8 | 2 | 20 | 146.1 | 137.9 | 925 | 6.7078
2010 | 8 | 2 | 21 | 140.6 | 132.4 | 886 | 6.6918
2010 | 8 | 2 | 22 | 113.3 | 105.1 | 714 | 6.7935
2010 | 8 | 2 | 23 | 85.7 | 77.4 | 538 | 6.9509
2010 | 8 | 2 | 24 | 56.6 | 48.3 | 341 | 7.06
2010 | 8 | 3 | 1 | 41.8 | 32.7 | 228 | 6.9725
2010 | 8 | 3 | 2 | 40.7 | 34.1 | 238 | 6.9795
2010 | 8 | 3 | 3 | 68.3 | 62 | 442 | 7.129
2010 | 8 | 3 | 4 | 82.6 | 76.3 | 538 | 7.0511
2010 | 8 | 3 | 5 | 53.6 | 47.4 | 328 | 6.9198
2010 | 8 | 3 | 6 | 38.8 | 32.6 | 220 | 6.7485
2010 | 8 | 3 | 7 | 66.6 | 60.4 | 426 | 7.053
2010 | 8 | 3 | 8 | 80.3 | 71.5 | 500 | 6.993
2010 | 8 | 3 | 9 | 127.6 | 118.1 | 810 | 6.8586
2010 | 8 | 3 | 10 | 125.8 | 113.3 | 772 | 6.8138
2010 | 8 | 3 | 11 | 110.8 | 98.5 | 671 | 6.8122
2010 | 8 | 3 | 12 | 105.2 | 92.9 | 635 | 6.8353
2010 | 8 | 3 | 13 | 104 | 91.6 | 623 | 6.8013
2010 | 8 | 3 | 14 | 110.5 | 98.1 | 669 | 6.8196
2010 | 8 | 3 | 15 | 136.3 | 123.9 | 839 | 6.7716
2010 | 8 | 3 | 16 | 159 | 149.2 | 994 | 6.6622
2010 | 8 | 3 | 17 | 157.6 | 148.3 | 982 | 6.6217
2010 | 8 | 3 | 18 | 162.6 | 153.4 | 1012 | 6.5971
2010 | 8 | 3 | 19 | 144.4 | 135.2 | 904 | 6.6864
2010 | 8 | 3 | 20 | 146.1 | 136.8 | 920 | 6.7251
2010 | 8 | 3 | 21 | 146.9 | 137.7 | 921 | 6.6885
2010 | 8 | 3 | 22 | 114.3 | 105 | 713 | 6.7905
2010 | 8 | 3 | 23 | 97.2 | 87.9 | 611 | 6.9511
2010 | 8 | 3 | 24 | 84.3 | 75 | 521 | 6.9467
2010 | 8 | 4 | 1 | 86.1 | 76.9 | 549 | 7.1391
2010 | 8 | 4 | 2 | 54.8 | 47.6 | 333 | 6.9958
2010 | 8 | 4 | 3 | 65.3 | 58.3 | 413 | 7.084
2010 | 8 | 4 | 4 | 63.2 | 56.4 | 399 | 7.0745
2010 | 8 | 4 | 5 | 62.2 | 55.6 | 395 | 7.1043
2010 | 8 | 4 | 6 | 59.2 | 52.6 | 369 | 7.0152
2010 | 8 | 4 | 7 | 72.5 | 66 | 461 | 6.9848
2010 | 8 | 4 | 8 | 70 | 61.5 | 432 | 7.0244
2010 | 8 | 4 | 9 | 106.4 | 97.5 | 677 | 6.9436
2010 | 8 | 4 | 10 | 119.7 | 108.3 | 742 | 6.8513
2010 | 8 | 4 | 11 | 111.5 | 99.7 | 684 | 6.8606
2010 | 8 | 4 | 12 | 105.7 | 94 | 647 | 6.883
2010 | 8 | 4 | 13 | 92.7 | 81.1 | 568 | 7.0037
2010 | 8 | 4 | 14 | 117 | 105.4 | 726 | 6.888
2010 | 8 | 4 | 15 | 123.2 | 111.5 | 760 | 6.8161
2010 | 8 | 4 | 16 | 132.7 | 123.6 | 838 | 6.7799
2010 | 8 | 4 | 17 | 153.3 | 144.7 | 966 | 6.6759
2010 | 8 | 4 | 18 | 160.9 | 152.1 | 1003 | 6.5943
2010 | 8 | 4 | 19 | 139.7 | 130.9 | 876 | 6.6921
2010 | 8 | 4 | 20 | 128.7 | 119.9 | 807 | 6.7306
2010 | 8 | 4 | 21 | 140.9 | 132.1 | 888 | 6.7222
2010 | 8 | 4 | 22 | 151.1 | 142.3 | 950 | 6.676
2010 | 8 | 4 | 23 | 139.1 | 130.1 | 882 | 6.7794
2010 | 8 | 4 | 24 | 120.5 | 111.5 | 753 | 6.7534
2010 | 8 | 5 | 1 | 56.9 | 48 | 324 | 6.75
2010 | 8 | 5 | 2 | 33.3 | 27 | 188 | 6.963
2010 | 8 | 5 | 3 | 24.3 | 18.2 | 124 | 6.8132
2010 | 8 | 5 | 4 | 35.2 | 29.1 | 202 | 6.9416
2010 | 8 | 5 | 5 | 42.7 | 36.5 | 258 | 7.0685
2010 | 8 | 5 | 6 | 81 | 74.9 | 531 | 7.0895
2010 | 8 | 5 | 7 | 88.9 | 82.9 | 582 | 7.0205
2010 | 8 | 5 | 8 | 77.8 | 69 | 484 | 7.0145
2010 | 8 | 5 | 9 | 65.6 | 56.6 | 401 | 7.0848
2010 | 8 | 5 | 10 | 84.4 | 72.9 | 518 | 7.1056
2010 | 8 | 5 | 11 | 99.7 | 88.1 | 614 | 6.9694
2010 | 8 | 5 | 12 | 96.1 | 84.5 | 581 | 6.8757
2010 | 8 | 5 | 13 | 94.2 | 82.6 | 572 | 6.9249
2010 | 8 | 5 | 14 | 126.3 | 114.6 | 784 | 6.8412
2010 | 8 | 5 | 15 | 143.4 | 131.6 | 888 | 6.7477
2010 | 8 | 5 | 16 | 166.8 | 157.6 | 1041 | 6.6053
2010 | 8 | 5 | 17 | 169.1 | 160.3 | 1049 | 6.544
2010 | 8 | 5 | 18 | 170.9 | 162.1 | 1059 | 6.533
2010 | 8 | 5 | 19 | 154.9 | 146.1 | 968 | 6.6256
2010 | 8 | 5 | 20 | 130.7 | 121.9 | 827 | 6.7842
2010 | 8 | 5 | 21 | 113.3 | 104.5 | 713 | 6.823
2010 | 8 | 5 | 22 | 102 | 93.2 | 643 | 6.8991
2010 | 8 | 5 | 23 | 113.6 | 104.8 | 727 | 6.937
2010 | 8 | 5 | 24 | 131.2 | 122.6 | 841 | 6.8597
2010 | 8 | 6 | 1 | 73.8 | 64.9 | 445 | 6.8567
2010 | 8 | 6 | 2 | 28.4 | 20.6 | 146 | 7.0874
2010 | 8 | 6 | 3 | 21.6 | 15.1 | 104 | 6.8874
2010 | 8 | 6 | 4 | 24.7 | 18.2 | 130 | 7.1429
2010 | 8 | 6 | 5 | 29.9 | 23.3 | 161 | 6.9099
2010 | 8 | 6 | 6 | 67.4 | 60.8 | 433 | 7.1217
2010 | 8 | 6 | 7 | 88.7 | 82.2 | 572 | 6.9586
2010 | 8 | 6 | 8 | 71.1 | 62.3 | 436 | 6.9984
2010 | 8 | 6 | 9 | 97.3 | 88.4 | 621 | 7.0249
2010 | 8 | 6 | 10 | 84.5 | 72.6 | 508 | 6.9972
2010 | 8 | 6 | 11 | 84.2 | 72.9 | 505 | 6.9273
2010 | 8 | 6 | 12 | 83.5 | 72 | 498 | 6.9167
2010 | 8 | 6 | 13 | 119.5 | 108 | 741 | 6.8611
2010 | 8 | 6 | 14 | 152.2 | 140.6 | 951 | 6.7639
2010 | 8 | 6 | 15 | 139.5 | 127.9 | 862 | 6.7396
2010 | 8 | 6 | 16 | 125.4 | 116.3 | 790 | 6.7928
2010 | 8 | 6 | 17 | 128.1 | 119.1 | 811 | 6.8094
2010 | 8 | 6 | 18 | 131.1 | 122.1 | 834 | 6.8305
2010 | 8 | 6 | 19 | 122.6 | 113.6 | 778 | 6.8486
2010 | 8 | 6 | 20 | 120.3 | 111.3 | 762 | 6.8464
2010 | 8 | 6 | 21 | 133.8 | 124.8 | 852 | 6.8269
2010 | 8 | 6 | 22 | 127.3 | 118.3 | 807 | 6.8216
2010 | 8 | 6 | 23 | 87.7 | 78.7 | 549 | 6.9759
2010 | 8 | 6 | 24 | 72.3 | 63.3 | 447 | 7.0616
2010 | 8 | 7 | 1 | 42.6 | 35.8 | 254 | 7.095
2010 | 8 | 7 | 2 | 24.6 | 20.1 | 140 | 6.9652
2010 | 8 | 7 | 3 | 22.1 | 17.6 | 122 | 6.9318
2010 | 8 | 7 | 4 | 23.8 | 19.3 | 132 | 6.8394
2010 | 8 | 7 | 5 | 29 | 24.5 | 170 | 6.9388
2010 | 8 | 7 | 6 | 53.1 | 48.6 | 348 | 7.1605
2010 | 8 | 7 | 7 | 84.9 | 80.5 | 566 | 7.0311
2010 | 8 | 7 | 8 | 80.2 | 73.4 | 509 | 6.9346
2010 | 8 | 7 | 9 | 72.3 | 65.6 | 461 | 7.0274
2010 | 8 | 7 | 10 | 80.9 | 72 | 509 | 7.0694
2010 | 8 | 7 | 11 | 100.9 | 92 | 641 | 6.9674
2010 | 8 | 7 | 12 | 96 | 87.2 | 605 | 6.9381
2010 | 8 | 7 | 13 | 86.9 | 78.1 | 543 | 6.9526
2010 | 8 | 7 | 14 | 85.9 | 77.1 | 539 | 6.9909
2010 | 8 | 7 | 15 | 75.5 | 66.7 | 464 | 6.9565
2010 | 8 | 7 | 16 | 72.2 | 65.5 | 457 | 6.9771
2010 | 8 | 7 | 17 | 77.4 | 70.8 | 495 | 6.9915
2010 | 8 | 7 | 18 | 90.7 | 84 | 587 | 6.9881
2010 | 8 | 7 | 19 | 116.8 | 110.1 | 760 | 6.9028
2010 | 8 | 7 | 20 | 105.7 | 99.1 | 683 | 6.892
2010 | 8 | 7 | 21 | 127.8 | 121.2 | 827 | 6.8234
2010 | 8 | 7 | 22 | 118.3 | 111.7 | 765 | 6.8487
2010 | 8 | 7 | 23 | 103.8 | 97.1 | 672 | 6.9207
2010 | 8 | 7 | 24 | 86.7 | 80.1 | 556 | 6.9413
2010 | 8 | 8 | 1 | 39.4 | 33.7 | 236 | 7.003
2010 | 8 | 8 | 2 | 22.5 | 18 | 123 | 6.8333
2010 | 8 | 8 | 3 | 23.2 | 18.8 | 130 | 6.9149
2010 | 8 | 8 | 4 | 23.5 | 19.1 | 133 | 6.9634
2010 | 8 | 8 | 5 | 22.5 | 18.1 | 127 | 7.0166
2010 | 8 | 8 | 6 | 29.9 | 25.5 | 176 | 6.902
2010 | 8 | 8 | 7 | 39.8 | 35.4 | 250 | 7.0621
2010 | 8 | 8 | 8 | 53.9 | 47.1 | 331 | 7.0276
2010 | 8 | 8 | 9 | 59.3 | 53 | 371 | 7
2010 | 8 | 8 | 10 | 47 | 38.2 | 269 | 7.0419
2010 | 8 | 8 | 11 | 58.6 | 51.3 | 363 | 7.076
2010 | 8 | 8 | 12 | 66.6 | 59.2 | 413 | 6.9764
2010 | 8 | 8 | 13 | 65.1 | 57.7 | 407 | 7.0537
2010 | 8 | 8 | 14 | 82 | 74.6 | 521 | 6.9839
2010 | 8 | 8 | 15 | 74.5 | 67.1 | 468 | 6.9747
2010 | 8 | 8 | 16 | 92.1 | 85.7 | 598 | 6.9778
2010 | 8 | 8 | 17 | 94 | 87.8 | 611 | 6.959
2010 | 8 | 8 | 18 | 96.8 | 90.5 | 629 | 6.9503
2010 | 8 | 8 | 19 | 78.5 | 72.4 | 505 | 6.9751
2010 | 8 | 8 | 20 | 74.9 | 69.2 | 484 | 6.9942
2010 | 8 | 8 | 21 | 80.3 | 74.7 | 524 | 7.0147
2010 | 8 | 8 | 22 | 98.1 | 92.3 | 644 | 6.9772
2010 | 8 | 8 | 23 | 113.5 | 107.7 | 746 | 6.9266
2010 | 8 | 8 | 24 | 89.6 | 83.8 | 585 | 6.9809
2010 | 8 | 9 | 1 | 71 | 62.3 | 439 | 7.0465
2010 | 8 | 9 | 2 | 44 | 37.7 | 263 | 6.9761
2010 | 8 | 9 | 3 | 36 | 30.4 | 212 | 6.9737
2010 | 8 | 9 | 4 | 48.9 | 43.1 | 307 | 7.123
2010 | 8 | 9 | 5 | 57 | 51.2 | 361 | 7.0508
2010 | 8 | 9 | 6 | 54.7 | 49 | 347 | 7.0816
2010 | 8 | 9 | 7 | 66.6 | 61 | 429 | 7.0328
2010 | 8 | 9 | 8 | 60.4 | 52.3 | 366 | 6.9981
2010 | 8 | 9 | 9 | 88.2 | 79.7 | 557 | 6.9887
2010 | 8 | 9 | 10 | 123.7 | 112.4 | 769 | 6.8416
2010 | 8 | 9 | 11 | 125.6 | 114.7 | 782 | 6.8178
2010 | 8 | 9 | 12 | 122.9 | 111.7 | 763 | 6.8308
2010 | 8 | 9 | 13 | 121.5 | 110.4 | 755 | 6.8388
2010 | 8 | 9 | 14 | 127.2 | 116.1 | 792 | 6.8217
2010 | 8 | 9 | 15 | 108.6 | 97.5 | 666 | 6.8308
2010 | 8 | 9 | 16 | 103.3 | 94.5 | 648 | 6.8571
2010 | 8 | 9 | 17 | 112.6 | 103.9 | 715 | 6.8816
2010 | 8 | 9 | 18 | 108.2 | 99.3 | 686 | 6.9084
2010 | 8 | 9 | 19 | 111 | 102.3 | 708 | 6.9208
2010 | 8 | 9 | 20 | 86.8 | 78.3 | 542 | 6.9221
2010 | 8 | 9 | 21 | 102.2 | 93.8 | 650 | 6.9296
2010 | 8 | 9 | 22 | 115.6 | 107 | 740 | 6.9159
2010 | 8 | 9 | 23 | 114.2 | 105.6 | 732 | 6.9318
2010 | 8 | 9 | 24 | 90.4 | 81.9 | 569 | 6.9475
2010 | 8 | 10 | 1 | 41.1 | 32.7 | 226 | 6.9113
2010 | 8 | 10 | 2 | 36.1 | 29.6 | 206 | 6.9595
2010 | 8 | 10 | 3 | 36.5 | 30.3 | 211 | 6.9637
2010 | 8 | 10 | 4 | 39.3 | 33.4 | 235 | 7.0359
2010 | 8 | 10 | 5 | 44.1 | 38.5 | 268 | 6.961
2010 | 8 | 10 | 6 | 46.2 | 40.6 | 286 | 7.0443
2010 | 8 | 10 | 7 | 67.3 | 61.7 | 433 | 7.0178
2010 | 8 | 10 | 8 | 100.8 | 92.3 | 644 | 6.9772
2010 | 8 | 10 | 9 | 99.4 | 90.9 | 627 | 6.8977
2010 | 8 | 10 | 10 | 92.4 | 81.4 | 565 | 6.941
2010 | 8 | 10 | 11 | 87.2 | 76.2 | 527 | 6.916
2010 | 8 | 10 | 12 | 114.8 | 103.8 | 712 | 6.8593
2010 | 8 | 10 | 13 | 116.5 | 105.5 | 722 | 6.8436
2010 | 8 | 10 | 14 | 143.5 | 132.5 | 894 | 6.7472
2010 | 8 | 10 | 15 | 130 | 119 | 804 | 6.7563
2010 | 8 | 10 | 16 | 124.8 | 116.1 | 785 | 6.7614
2010 | 8 | 10 | 17 | 140.1 | 131.5 | 889 | 6.7605
2010 | 8 | 10 | 18 | 164.8 | 156.2 | 1030 | 6.5941
2010 | 8 | 10 | 19 | 167.7 | 159.1 | 1046 | 6.5745
2010 | 8 | 10 | 20 | 166.2 | 157.6 | 1036 | 6.5736
2010 | 8 | 10 | 21 | 162.1 | 153.5 | 1014 | 6.6059
2010 | 8 | 10 | 22 | 133.3 | 124.6 | 840 | 6.7416
2010 | 8 | 10 | 23 | 93.9 | 85.2 | 587 | 6.8897
2010 | 8 | 10 | 24 | 66.3 | 57.6 | 405 | 7.0312
2010 | 8 | 11 | 1 | 40.6 | 32.1 | 224 | 6.9782
2010 | 8 | 11 | 2 | 37.8 | 32.2 | 227 | 7.0497
2010 | 8 | 11 | 3 | 62.4 | 57.3 | 407 | 7.103
2010 | 8 | 11 | 4 | 47.1 | 42.1 | 295 | 7.0071
2010 | 8 | 11 | 5 | 41.2 | 36.2 | 255 | 7.0442
2010 | 8 | 11 | 6 | 40.1 | 35.1 | 245 | 6.9801
2010 | 8 | 11 | 7 | 63.1 | 58.1 | 411 | 7.074
2010 | 8 | 11 | 8 | 82.1 | 74 | 515 | 6.9595
2010 | 8 | 11 | 9 | 99.9 | 91.4 | 635 | 6.9475
2010 | 8 | 11 | 10 | 108.9 | 98 | 676 | 6.898
2010 | 8 | 11 | 11 | 115 | 104 | 753 | 7.2404
2010 | 8 | 11 | 12 | 117.7 | 106.7 | 729 | 6.8322
2010 | 8 | 11 | 13 | 105.5 | 94.5 | 647 | 6.8466
2010 | 8 | 11 | 14 | 116.9 | 105.9 | 724 | 6.8366
2010 | 8 | 11 | 15 | 98.5 | 87.5 | 600 | 6.8571
2010 | 8 | 11 | 16 | 111.2 | 102.5 | 704 | 6.8683
2010 | 8 | 11 | 17 | 130.4 | 121.8 | 829 | 6.8062
2010 | 8 | 11 | 18 | 140.2 | 131.6 | 890 | 6.7629
2010 | 8 | 11 | 19 | 133.5 | 124.9 | 843 | 6.7494
2010 | 8 | 11 | 20 | 114 | 105.4 | 722 | 6.8501
2010 | 8 | 11 | 21 | 131.4 | 122.8 | 835 | 6.7997
2010 | 8 | 11 | 22 | 110.5 | 102 | 694 | 6.8039
2010 | 8 | 11 | 23 | 83.3 | 74.7 | 523 | 7.0013
2010 | 8 | 11 | 24 | 82.4 | 73.8 | 518 | 7.019
2010 | 8 | 12 | 1 | 40.5 | 31.8 | 220 | 6.9182
2010 | 8 | 12 | 2 | 35.7 | 29.5 | 207 | 7.0169
2010 | 8 | 12 | 3 | 35.3 | 29.4 | 206 | 7.0068
2010 | 8 | 12 | 4 | 35.4 | 29.6 | 205 | 6.9257
2010 | 8 | 12 | 5 | 36.3 | 30.5 | 213 | 6.9836
2010 | 8 | 12 | 6 | 42.3 | 36.6 | 257 | 7.0219
2010 | 8 | 12 | 7 | 60.4 | 54.4 | 395 | 7.261
2010 | 8 | 12 | 8 | 85.9 | 80.1 | 557 | 6.9538
2010 | 8 | 12 | 9 | 99.6 | 93.8 | 659 | 7.0256
2010 | 8 | 12 | 10 | 102.7 | 91 | 627 | 6.8901
2010 | 8 | 12 | 11 | 107 | 95.3 | 684 | 7.1773
2010 | 8 | 12 | 12 | 97.1 | 85.4 | 591 | 6.9204
2010 | 8 | 12 | 13 | 78.8 | 67.1 | 466 | 6.9449
2010 | 8 | 12 | 14 | 89.5 | 77.8 | 544 | 6.9923
2010 | 8 | 12 | 15 | 108.9 | 97.2 | 664 | 6.8313
2010 | 8 | 12 | 16 | 149.7 | 140.3 | 943 | 6.7213
2010 | 8 | 12 | 17 | 178.4 | 169.5 | 1104 | 6.5133
2010 | 8 | 12 | 18 | 154.5 | 145.7 | 964 | 6.6163
2010 | 8 | 12 | 19 | 101.4 | 92.6 | 630 | 6.8035
2010 | 8 | 12 | 20 | 80.8 | 71.9 | 500 | 6.9541
2010 | 8 | 12 | 21 | 87.3 | 78.6 | 550 | 6.9975
2010 | 8 | 12 | 22 | 85.6 | 76.9 | 532 | 6.9181
2010 | 8 | 12 | 23 | 69.2 | 60.3 | 423 | 7.0149
2010 | 8 | 12 | 24 | 74.8 | 65.9 | 463 | 7.0258
2010 | 8 | 13 | 1 | 76.6 | 68.1 | 473 | 6.9457
2010 | 8 | 13 | 2 | 38.6 | 32.9 | 228 | 6.9301
2010 | 8 | 13 | 3 | 55.7 | 50 | 352 | 7.04
2010 | 8 | 13 | 4 | 55 | 48.8 | 349 | 7.1516
2010 | 8 | 13 | 5 | 44 | 38.4 | 271 | 7.0573
2010 | 8 | 13 | 6 | 25.2 | 19.6 | 137 | 6.9898
2010 | 8 | 13 | 7 | 58.6 | 52.9 | 370 | 6.9943
2010 | 8 | 13 | 8 | 104.3 | 95.6 | 667 | 6.977
2010 | 8 | 13 | 9 | 121.7 | 113 | 777 | 6.8761
2010 | 8 | 13 | 10 | 126.2 | 115.4 | 805 | 6.9757
2010 | 8 | 13 | 11 | 100 | 89.1 | 610 | 6.8462
2010 | 8 | 13 | 12 | 74.8 | 63.8 | 445 | 6.9749
2010 | 8 | 13 | 13 | 65.5 | 54.5 | 384 | 7.0459
2010 | 8 | 13 | 14 | 79 | 68 | 473 | 6.9559
2010 | 8 | 13 | 15 | 105.7 | 94.6 | 655 | 6.9239
2010 | 8 | 13 | 16 | 140.1 | 131.3 | 893 | 6.8012
2010 | 8 | 13 | 17 | 172.8 | 164.3 | 1082 | 6.5855
2010 | 8 | 13 | 18 | 162.9 | 154.5 | 1016 | 6.5761
2010 | 8 | 13 | 19 | 149.5 | 141.1 | 944 | 6.6903
2010 | 8 | 13 | 20 | 132.2 | 123.8 | 839 | 6.7771
2010 | 8 | 13 | 21 | 127 | 118.6 | 805 | 6.7875
2010 | 8 | 13 | 22 | 102.4 | 94.1 | 638 | 6.78
2010 | 8 | 13 | 23 | 66.3 | 57.9 | 407 | 7.0294
2010 | 8 | 13 | 24 | 83.9 | 75.5 | 529 | 7.0066
2010 | 8 | 14 | 1 | 54.3 | 48.3 | 332 | 6.8737
2010 | 8 | 14 | 2 | 27.4 | 21.6 | 151 | 6.9907
2010 | 8 | 14 | 3 | 21.4 | 16 | 110 | 6.875
2010 | 8 | 14 | 4 | 22.3 | 16.9 | 117 | 6.9231
2010 | 8 | 14 | 5 | 25.7 | 20.3 | 142 | 6.9951
2010 | 8 | 14 | 6 | 26.2 | 20.9 | 145 | 6.9378
2010 | 8 | 14 | 7 | 55.9 | 50.6 | 355 | 7.0158
2010 | 8 | 14 | 8 | 81.8 | 76.4 | 535 | 7.0026
2010 | 8 | 14 | 9 | 103.8 | 98.3 | 683 | 6.9481
2010 | 8 | 14 | 10 | 101.1 | 93.8 | 651 | 6.9403
2010 | 8 | 14 | 11 | 101.7 | 94.4 | 655 | 6.9386
2010 | 8 | 14 | 12 | 87.3 | 80 | 555 | 6.9375
2010 | 8 | 14 | 13 | 65.9 | 58.6 | 409 | 6.9795
2010 | 8 | 14 | 14 | 69.3 | 62 | 435 | 7.0161
2010 | 8 | 14 | 15 | 74.5 | 67.2 | 469 | 6.9792
2010 | 8 | 14 | 16 | 94.9 | 89.4 | 618 | 6.9128
2010 | 8 | 14 | 17 | 134.7 | 129.1 | 880 | 6.8164
2010 | 8 | 14 | 18 | 147.3 | 141.7 | 952 | 6.7184
2010 | 8 | 14 | 19 | 146.5 | 141 | 944 | 6.695
2010 | 8 | 14 | 20 | 140.2 | 134.6 | 908 | 6.7459
2010 | 8 | 14 | 21 | 134.3 | 128.7 | 868 | 6.7444
2010 | 8 | 14 | 22 | 112.9 | 107.3 | 732 | 6.822
2010 | 8 | 14 | 23 | 83.1 | 77.4 | 539 | 6.9638
2010 | 8 | 14 | 24 | 72.2 | 66.5 | 468 | 7.0376
2010 | 8 | 15 | 1 | 63.1 | 57.4 | 404 | 7.0383
2010 | 8 | 15 | 2 | 39.5 | 35.4 | 252 | 7.1186
2010 | 8 | 15 | 3 | 53.2 | 32.4 | 227 | 7.0062
2010 | 8 | 15 | 4 | 29.6 | 22.1 | 148 | 6.6968
2010 | 8 | 15 | 5 | 21.2 | 15.6 | 108 | 6.9231
2010 | 8 | 15 | 6 | 28.6 | 23.3 | 160 | 6.867
2010 | 8 | 15 | 7 | 65.8 | 52.1 | 369 | 7.0825
2010 | 8 | 15 | 8 | 75.8 | 70 | 491 | 7.0143
2010 | 8 | 15 | 9 | 50.7 | 45.2 | 318 | 7.0354
2010 | 8 | 15 | 10 | 62.6 | 55.3 | 391 | 7.0705
2010 | 8 | 15 | 11 | 92.6 | 85.3 | 597 | 6.9988
2010 | 8 | 15 | 12 | 96.7 | 89.4 | 620 | 6.9351
2010 | 8 | 15 | 13 | 80.3 | 73 | 508 | 6.9589
2010 | 8 | 15 | 14 | 73.2 | 65.9 | 410 | 6.2215
2010 | 8 | 15 | 15 | 69.8 | 62.5 | 391 | 6.256
2010 | 8 | 15 | 16 | 73.3 | 68.1 | 479 | 7.0338
2010 | 8 | 15 | 17 | 74.2 | 68.7 | 481 | 7.0015
2010 | 8 | 15 | 18 | 79.9 | 74.4 | 518 | 6.9624
2010 | 8 | 15 | 19 | 86.1 | 80.6 | 565 | 7.0099
2010 | 8 | 15 | 20 | 97.5 | 92 | 636 | 6.913
2010 | 8 | 15 | 21 | 100.6 | 95.1 | 658 | 6.919
2010 | 8 | 15 | 22 | 98.4 | 92.9 | 643 | 6.9214
2010 | 8 | 15 | 23 | 87.9 | 82.4 | 572 | 6.9417
2010 | 8 | 15 | 24 | 52.3 | 46.8 | 329 | 7.0299
2010 | 8 | 16 | 1 | 65.2 | 56.8 | 400 | 7.0423
2010 | 8 | 16 | 2 | 38.4 | 32.3 | 225 | 6.9659
2010 | 8 | 16 | 3 | 38.7 | 33 | 232 | 7.0303
2010 | 8 | 16 | 4 | 40.2 | 34.3 | 239 | 6.9679
2010 | 8 | 16 | 5 | 67.4 | 61.7 | 434 | 7.034
2010 | 8 | 16 | 6 | 45.1 | 39.4 | 272 | 6.9036
2010 | 8 | 16 | 7 | 29 | 23.3 | 161 | 6.9099
2010 | 8 | 16 | 8 | 52.1 | 43.5 | 304 | 6.9885
2010 | 8 | 16 | 9 | 74.4 | 65.7 | 462 | 7.032
2010 | 8 | 16 | 10 | 95.6 | 84.6 | 585 | 6.9149
2010 | 8 | 16 | 11 | 93.5 | 82.5 | 574 | 6.9576
2010 | 8 | 16 | 12 | 106.1 | 95.1 | 658 | 6.919
2010 | 8 | 16 | 13 | 114.2 | 103.2 | 709 | 6.8702
2010 | 8 | 16 | 14 | 141.2 | 130.2 | 882 | 6.7742
2010 | 8 | 16 | 15 | 144.4 | 133.4 | 894 | 6.7016
2010 | 8 | 16 | 16 | 147.4 | 138.7 | 929 | 6.6979
2010 | 8 | 16 | 17 | 159.3 | 151 | 1002 | 6.6358
2010 | 8 | 16 | 18 | 153.2 | 144.9 | 964 | 6.6529
2010 | 8 | 16 | 19 | 139.3 | 131 | 882 | 6.7328
2010 | 8 | 16 | 20 | 123.8 | 115.5 | 783 | 6.7792
2010 | 8 | 16 | 21 | 131.4 | 123.1 | 837 | 6.7994
2010 | 8 | 16 | 22 | 122 | 113.7 | 776 | 6.825
2010 | 8 | 16 | 23 | 120.9 | 112.5 | 773 | 6.8711
2010 | 8 | 16 | 24 | 111.7 | 103.4 | 710 | 6.8665
2010 | 8 | 17 | 1 | 81.3 | 73 | 505 | 6.9178
2010 | 8 | 17 | 2 | 66.3 | 60.8 | 433 | 7.1217
2010 | 8 | 17 | 3 | 60.4 | 54.8 | 390 | 7.1168
2010 | 8 | 17 | 4 | 41.6 | 36 | 254 | 7.0556
2010 | 8 | 17 | 5 | 26.2 | 20.6 | 143 | 6.9417
2010 | 8 | 17 | 6 | 45.2 | 39.5 | 275 | 6.962
2010 | 8 | 17 | 7 | 98.6 | 93 | 651 | 7
2010 | 8 | 17 | 8 | 100.5 | 92.5 | 638 | 6.8973
2010 | 8 | 17 | 9 | 90.3 | 82 | 569 | 6.939
2010 | 8 | 17 | 10 | 109.7 | 98.8 | 682 | 6.9028
2010 | 8 | 17 | 11 | 114.4 | 103.5 | 711 | 6.8696
2010 | 8 | 17 | 12 | 117.4 | 106.5 | 721 | 6.77
2010 | 8 | 17 | 13 | 125.7 | 114.8 | 780 | 6.7944
2010 | 8 | 17 | 14 | 151.2 | 140.3 | 942 | 6.7142
2010 | 8 | 17 | 15 | 163.3 | 152.4 | 1006 | 6.601
2010 | 8 | 17 | 16 | 162.1 | 153.4 | 1014 | 6.6102
2010 | 8 | 17 | 17 | 167.8 | 159.3 | 1042 | 6.5411
2010 | 8 | 17 | 18 | 146.8 | 138.3 | 923 | 6.6739
2010 | 8 | 17 | 19 | 139.5 | 130.9 | 884 | 6.7532
2010 | 8 | 17 | 20 | 134.5 | 126.1 | 856 | 6.7883
2010 | 8 | 17 | 21 | 148.1 | 139.8 | 942 | 6.7382
2010 | 8 | 17 | 22 | 119.8 | 111.5 | 751 | 6.7354
2010 | 8 | 17 | 23 | 93.5 | 85.2 | 593 | 6.9601
2010 | 8 | 17 | 24 | 96.3 | 87.9 | 615 | 6.9966
2010 | 8 | 18 | 1 | 87.9 | 79.6 | 552 | 6.9347
2010 | 8 | 18 | 2 | 35.1 | 29.4 | 205 | 6.9728
2010 | 8 | 18 | 3 | 17.8 | 12.3 | 83 | 6.748
2010 | 8 | 18 | 4 | 23 | 17.5 | 118 | 6.7429
2010 | 8 | 18 | 5 | 31.4 | 25.9 | 179 | 6.9112
2010 | 8 | 18 | 6 | 40.4 | 34.8 | 244 | 7.0115
2010 | 8 | 18 | 7 | 88.8 | 83.3 | 579 | 6.9508
2010 | 8 | 18 | 8 | 103.6 | 93.9 | 645 | 6.869
2010 | 8 | 18 | 9 | 126.6 | 117.8 | 805 | 6.8336
2010 | 8 | 18 | 10 | 119.6 | 108.6 | 742 | 6.8324
2010 | 8 | 18 | 11 | 126.7 | 115.7 | 791 | 6.8366
2010 | 8 | 18 | 12 | 102.2 | 91.3 | 624 | 6.8346
2010 | 8 | 18 | 13 | 83.1 | 72.3 | 507 | 7.0124
2010 | 8 | 18 | 14 | 102.3 | 91.4 | 640 | 7.0022
2010 | 8 | 18 | 15 | 133.2 | 122.3 | 831 | 6.7948
2010 | 8 | 18 | 16 | 153 | 144.5 | 942 | 6.519
2010 | 8 | 18 | 17 | 146.2 | 137.8 | 911 | 6.611
2010 | 8 | 18 | 18 | 133.7 | 125.3 | 846 | 6.7518
2010 | 8 | 18 | 19 | 117.8 | 109.5 | 742 | 6.7763
2010 | 8 | 18 | 20 | 99.2 | 90.9 | 625 | 6.8757
2010 | 8 | 18 | 21 | 104.2 | 95.9 | 663 | 6.9135
2010 | 8 | 18 | 22 | 72.4 | 64.1 | 444 | 6.9267
2010 | 8 | 18 | 23 | 34.5 | 26.2 | 182 | 6.9466
2010 | 8 | 18 | 24 | 59.4 | 51.1 | 361 | 7.0646
2010 | 8 | 19 | 1 | 43.9 | 36.4 | 254 | 6.978
2010 | 8 | 19 | 2 | 21 | 15.6 | 103 | 6.6026
2010 | 8 | 19 | 3 | 19 | 13.7 | 93 | 6.7883
2010 | 8 | 19 | 4 | 23.4 | 18.1 | 126 | 6.9613
2010 | 8 | 19 | 5 | 30.7 | 25.4 | 174 | 6.8504
2010 | 8 | 19 | 6 | 32.2 | 26.9 | 186 | 6.9145
2010 | 8 | 19 | 7 | 51 | 45.7 | 319 | 6.9803
2010 | 8 | 19 | 8 | 77.3 | 70.5 | 487 | 6.9078
2010 | 8 | 19 | 9 | 92.6 | 85.1 | 608 | 7.1445
2010 | 8 | 19 | 10 | 103 | 92.7 | 642 | 6.9256
2010 | 8 | 19 | 11 | 73.6 | 63.5 | 439 | 6.9134
2010 | 8 | 19 | 12 | 42 | 31.9 | 217 | 6.8025
2010 | 8 | 19 | 13 | 48.5 | 38.3 | 265 | 6.9191
2010 | 8 | 19 | 14 | 94.6 | 84.5 | 588 | 6.9586
2010 | 8 | 19 | 15 | 117 | 106.9 | 735 | 6.8756
2010 | 8 | 19 | 16 | 137.1 | 128.7 | 870 | 6.7599
2010 | 8 | 19 | 17 | 132.4 | 124 | 841 | 6.7823
2010 | 8 | 19 | 18 | 139.9 | 131.5 | 891 | 6.7757
2010 | 8 | 19 | 19 | 135.4 | 127.1 | 853 | 6.7113
2010 | 8 | 19 | 20 | 91.9 | 83.8 | 579 | 6.9093
2010 | 8 | 19 | 21 | 109.4 | 101.3 | 700 | 6.9102
2010 | 8 | 19 | 22 | 76.2 | 68.1 | 473 | 6.9457
2010 | 8 | 19 | 23 | 71 | 63.1 | 446 | 7.0681
2010 | 8 | 19 | 24 | 71.9 | 64.2 | 453 | 7.0561
2010 | 8 | 20 | 1 | 39.4 | 32.1 | 224 | 6.9782
2010 | 8 | 20 | 2 | 17.2 | 12.3 | 81 | 6.5854
2010 | 8 | 20 | 3 | 24.4 | 19.4 | 136 | 7.0103
2010 | 8 | 20 | 4 | 34.1 | 29.1 | 207 | 7.1134
2010 | 8 | 20 | 5 | 37.9 | 33 | 230 | 6.9697
2010 | 8 | 20 | 6 | 55.4 | 50.4 | 356 | 7.0635
2010 | 8 | 20 | 7 | 104.5 | 99.6 | 693 | 6.9578
2010 | 8 | 20 | 8 | 101.3 | 94.5 | 651 | 6.8889
2010 | 8 | 20 | 9 | 107.1 | 100.2 | 696 | 6.9461
2010 | 8 | 20 | 10 | 98.6 | 89.1 | 618 | 6.936
2010 | 8 | 20 | 11 | 95 | 85.5 | 594 | 6.9474
2010 | 8 | 20 | 12 | 100.8 | 91.4 | 631 | 6.9037
2010 | 8 | 20 | 13 | 81.2 | 71.8 | 500 | 6.9638
2010 | 8 | 20 | 14 | 108.3 | 98.9 | 685 | 6.9262
2010 | 8 | 20 | 15 | 121.2 | 111.8 | 768 | 6.8694
2010 | 8 | 20 | 16 | 131.4 | 124.1 | 844 | 6.801
2010 | 8 | 20 | 17 | 145.2 | 138 | 933 | 6.7609
2010 | 8 | 20 | 18 | 138.8 | 131.6 | 889 | 6.7553
2010 | 8 | 20 | 19 | 139 | 131.8 | 894 | 6.783
2010 | 8 | 20 | 20 | 123.2 | 115.9 | 789 | 6.8076
2010 | 8 | 20 | 21 | 126.5 | 119.3 | 812 | 6.8064
2010 | 8 | 20 | 22 | 84.5 | 77.3 | 531 | 6.8693
2010 | 8 | 20 | 23 | 64.9 | 57.7 | 405 | 7.0191
2010 | 8 | 20 | 24 | 67.3 | 60.1 | 420 | 6.9884
2010 | 8 | 21 | 1 | 30.6 | 30 | 211 | 7.0333
2010 | 8 | 21 | 2 | 32.6 | 32.2 | 230 | 7.1429
2010 | 8 | 21 | 3 | 38.1 | 37.7 | 264 | 7.0027
2010 | 8 | 21 | 4 | 33.1 | 32.7 | 232 | 7.0948
2010 | 8 | 21 | 5 | 30 | 29.7 | 211 | 7.1044
2010 | 8 | 21 | 6 | 28.6 | 28.2 | 197 | 6.9858
2010 | 8 | 21 | 7 | 59.2 | 58.8 | 416 | 7.0748
2010 | 8 | 21 | 8 | 67.2 | 66.9 | 471 | 7.0404
2010 | 8 | 21 | 9 | 94.4 | 94.1 | 658 | 6.9926
2010 | 8 | 21 | 10 | 102 | 101.7 | 709 | 6.9715
2010 | 8 | 21 | 11 | 99 | 98.7 | 688 | 6.9706
2010 | 8 | 21 | 12 | 91.9 | 91.6 | 639 | 6.976
2010 | 8 | 21 | 13 | 76.4 | 76.1 | 533 | 7.0039
2010 | 8 | 21 | 14 | 62.3 | 62 | 436 | 7.0323
2010 | 8 | 21 | 15 | 41.1 | 40.8 | 287 | 7.0343
2010 | 8 | 21 | 16 | 28.8 | 28.5 | 201 | 7.0526
2010 | 8 | 21 | 17 | 36.5 | 36.2 | 252 | 6.9613
2010 | 8 | 21 | 18 | 59.8 | 59.5 | 418 | 7.0252
2010 | 8 | 21 | 19 | 44.1 | 43.8 | 305 | 6.9635
2010 | 8 | 21 | 20 | 85.6 | 85.3 | 601 | 7.0457
2010 | 8 | 21 | 21 | 96.2 | 95.9 | 667 | 6.9552
2010 | 8 | 21 | 22 | 82.7 | 82.4 | 574 | 6.966
2010 | 8 | 21 | 23 | 40.5 | 40.2 | 280 | 6.9652
2010 | 8 | 21 | 24 | 52.4 | 52.1 | 366 | 7.025
2010 | 8 | 22 | 1 | 22.3 | 22 | 152 | 6.9091
2010 | 8 | 22 | 2 | 24.7 | 24.4 | 169 | 6.9262
2010 | 8 | 22 | 3 | 25.4 | 25.1 | 175 | 6.9721
2010 | 8 | 22 | 4 | 18 | 17.7 | 120 | 6.7797
2010 | 8 | 22 | 5 | 17.3 | 17 | 118 | 6.9412
2010 | 8 | 22 | 6 | 30.2 | 29.9 | 210 | 7.0234
2010 | 8 | 22 | 7 | 31.4 | 31.1 | 217 | 6.9775
2010 | 8 | 22 | 8 | 39.7 | 39.4 | 278 | 7.0558
2010 | 8 | 22 | 9 | 38.2 | 37.9 | 267 | 7.0449
2010 | 8 | 22 | 10 | 47.4 | 47.1 | 335 | 7.1125
2010 | 8 | 22 | 11 | 62.1 | 61.8 | 433 | 7.0065
2010 | 8 | 22 | 12 | 45.8 | 45.5 | 315 | 6.9231
2010 | 8 | 22 | 13 | 49.3 | 49 | 346 | 7.0612
2010 | 8 | 22 | 14 | 66.6 | 66.2 | 472 | 7.1299
2010 | 8 | 22 | 15 | 40.2 | 39.8 | 284 | 7.1357
2010 | 8 | 22 | 16 | 33.3 | 33 | 232 | 7.0303
2010 | 8 | 22 | 17 | 17.9 | 17.6 | 119 | 6.7614
2010 | 8 | 22 | 18 | 36.5 | 36.1 | 254 | 7.036
2010 | 8 | 22 | 19 | 67 | 66.6 | 474 | 7.1171
2010 | 8 | 22 | 20 | 73.7 | 73.3 | 516 | 7.0396
2010 | 8 | 22 | 21 | 111.4 | 111.1 | 764 | 6.8767
2010 | 8 | 22 | 22 | 85.7 | 85.3 | 597 | 6.9988
2010 | 8 | 22 | 23 | 98.5 | 98.1 | 692 | 7.054
2010 | 8 | 22 | 24 | 78.4 | 78.1 | 553 | 7.0807
2010 | 8 | 23 | 1 | 47.8 | 47.5 | 334 | 7.0316
2010 | 8 | 23 | 2 | 32.1 | 31.8 | 226 | 7.1069
2010 | 8 | 23 | 3 | 49.4 | 49 | 347 | 7.0816
2010 | 8 | 23 | 4 | 54.9 | 54.5 | 390 | 7.156
2010 | 8 | 23 | 5 | 69.9 | 69.6 | 489 | 7.0259
2010 | 8 | 23 | 6 | 68 | 67.7 | 476 | 7.031
2010 | 8 | 23 | 7 | 87 | 86.6 | 610 | 7.0439
2010 | 8 | 23 | 8 | 116.6 | 116.3 | 808 | 6.9475
2010 | 8 | 23 | 9 | 123.4 | 123.1 | 842 | 6.84
2010 | 8 | 23 | 10 | 107.5 | 107.2 | 738 | 6.8843
2010 | 8 | 23 | 11 | 81 | 80.7 | 559 | 6.9269
2010 | 8 | 23 | 12 | 84.9 | 84.6 | 592 | 6.9976
2010 | 8 | 23 | 13 | 86.8 | 86.5 | 605 | 6.9942
2010 | 8 | 23 | 14 | 101.34 | 101 | 705 | 6.9802
2010 | 8 | 23 | 15 | 100.7 | 100.4 | 696 | 6.9323
2010 | 8 | 23 | 16 | 106.8 | 106.5 | 738 | 6.9296
2010 | 8 | 23 | 17 | 130.6 | 130.3 | 890 | 6.8304
2010 | 8 | 23 | 18 | 146.8 | 146.5 | 978 | 6.6758
2010 | 8 | 23 | 19 | 143.6 | 143.2 | 941 | 6.5712
2010 | 8 | 23 | 20 | 124.9 | 124.5 | 849 | 6.8193
2010 | 8 | 23 | 21 | 125.7 | 125.3 | 855 | 6.8236
2010 | 8 | 23 | 22 | 104.3 | 103.9 | 716 | 6.8912
2010 | 8 | 23 | 23 | 92.8 | 92.4 | 646 | 6.9913
2010 | 8 | 23 | 24 | 87 | 86.6 | 606 | 6.9977
2010 | 8 | 24 | 1 | 39 | 38.7 | 271 | 7.0026
2010 | 8 | 24 | 2 | 27.4 | 27 | 192 | 7.1111
2010 | 8 | 24 | 3 | 39.5 | 39.1 | 275 | 7.0332
2010 | 8 | 24 | 4 | 51.5 | 51.2 | 364 | 7.1094
2010 | 8 | 24 | 5 | 52.2 | 51.8 | 369 | 7.1236
2010 | 8 | 24 | 6 | 68.4 | 68 | 479 | 7.0441
2010 | 8 | 24 | 7 | 83.7 | 83.4 | 585 | 7.0144
2010 | 8 | 24 | 8 | 84 | 83.7 | 589 | 7.037
2010 | 8 | 24 | 9 | 78.7 | 78.4 | 553 | 7.0536
2010 | 8 | 24 | 10 | 83.6 | 83.3 | 584 | 7.0108
2010 | 8 | 24 | 11 | 74.2 | 73.9 | 515 | 6.9689
2010 | 8 | 24 | 12 | 72.5 | 72.2 | 503 | 6.9668
2010 | 8 | 24 | 13 | 66.3 | 66 | 461 | 6.9848
2010 | 8 | 24 | 14 | 128.5 | 128.2 | 877 | 6.8409
2010 | 8 | 24 | 15 | 146.2 | 145.9 | 967 | 6.6278
2010 | 8 | 24 | 16 | 134.9 | 134.6 | 896 | 6.6568
2010 | 8 | 24 | 17 | 136 | 135.7 | 910 | 6.706
2010 | 8 | 24 | 18 | 134.2 | 133.9 | 904 | 6.7513
2010 | 8 | 24 | 19 | 129.1 | 128.8 | 876 | 6.8012
2010 | 8 | 24 | 20 | 97.7 | 97.4 | 670 | 6.8789
2010 | 8 | 24 | 21 | 91.2 | 90.9 | 631 | 6.9417
2010 | 8 | 24 | 22 | 70.6 | 70.2 | 495 | 7.0513
2010 | 8 | 24 | 23 | 90.4 | 90 | 637 | 7.0778
2010 | 8 | 24 | 24 | 89.2 | 88.8 | 622 | 7.0045
2010 | 8 | 25 | 1 | 43.6 | 43.2 | 305 | 7.0602
2010 | 8 | 25 | 2 | 26.7 | 26.3 | 189 | 7.1863
2010 | 8 | 25 | 3 | 14.3 | 13.9 | 95 | 6.8345
2010 | 8 | 25 | 4 | 33 | 32.6 | 228 | 6.9939
2010 | 8 | 25 | 5 | 63.8 | 63.5 | 453 | 7.1339
2010 | 8 | 25 | 6 | 64.7 | 64.4 | 456 | 7.0807
2010 | 8 | 25 | 7 | 72 | 71.7 | 507 | 7.0711
2010 | 8 | 25 | 8 | 88.7 | 88.4 | 623 | 7.0475
2010 | 8 | 25 | 9 | 132.3 | 132 | 908 | 6.8788
2010 | 8 | 25 | 10 | 125 | 124.7 | 844 | 6.7682
2010 | 8 | 25 | 11 | 99.8 | 99.5 | 685 | 6.8844
2010 | 8 | 25 | 12 | 88 | 87.7 | 608 | 6.9327
2010 | 8 | 25 | 13 | 109.8 | 109.5 | 753 | 6.8767
2010 | 8 | 25 | 14 | 130.3 | 130 | 875 | 6.7308
2010 | 8 | 25 | 15 | 148.2 | 147.9 | 957 | 6.4706
2010 | 8 | 25 | 16 | 143.1 | 142.8 | 932 | 6.5266
2010 | 8 | 25 | 17 | 150.8 | 150.4 | 971 | 6.4561
2010 | 8 | 25 | 18 | 135 | 134.7 | 896 | 6.6518
2010 | 8 | 25 | 19 | 106.6 | 106.2 | 734 | 6.9115
2010 | 8 | 25 | 20 | 109.2 | 108.8 | 752 | 6.9118
2010 | 8 | 25 | 21 | 113.3 | 112.9 | 778 | 6.8911
2010 | 8 | 25 | 22 | 128 | 127.6 | 869 | 6.8103
2010 | 8 | 25 | 23 | 119.3 | 118.9 | 811 | 6.8209
2010 | 8 | 25 | 24 | 100.5 | 100.1 | 696 | 6.953
2010 | 8 | 26 | 1 | 30.4 | 30 | 214 | 7.1333
2010 | 8 | 26 | 2 | 17.3 | 16.9 | 118 | 6.9822
2010 | 8 | 26 | 3 | 24.4 | 24 | 168 | 7
2010 | 8 | 26 | 4 | 31.2 | 30.8 | 219 | 7.1104
2010 | 8 | 26 | 5 | 50.3 | 50 | 359 | 7.18
2010 | 8 | 26 | 6 | 63.3 | 62.9 | 445 | 7.0747
2010 | 8 | 26 | 7 | 90.3 | 90 | 628 | 6.9778
2010 | 8 | 26 | 8 | 92.8 | 92.5 | 663 | 7.1676
2010 | 8 | 26 | 9 | 130.9 | 130.6 | 886 | 6.7841
2010 | 8 | 26 | 10 | 124.8 | 124.5 | 847 | 6.8032
2010 | 8 | 26 | 11 | 110.4 | 110.1 | 756 | 6.8665
2010 | 8 | 26 | 12 | 90.1 | 89.8 | 626 | 6.971
2010 | 8 | 26 | 13 | 61.7 | 61.4 | 424 | 6.9055
2010 | 8 | 26 | 14 | 76.9 | 76.6 | 534 | 6.9713
2010 | 8 | 26 | 15 | 70.1 | 69.8 | 488 | 6.9914
2010 | 8 | 26 | 16 | 118.3 | 117.9 | 807 | 6.8448
2010 | 8 | 26 | 17 | 147.9 | 147.6 | 961 | 6.5108
2010 | 8 | 26 | 18 | 123 | 122.7 | 824 | 6.7156
2010 | 8 | 26 | 19 | 93.3 | 93 | 644 | 6.9247
2010 | 8 | 26 | 20 | 93.7 | 93.4 | 651 | 6.97
2010 | 8 | 26 | 21 | 98.9 | 98.6 | 686 | 6.9574
2010 | 8 | 26 | 22 | 87.2 | 86.9 | 609 | 7.0081
2010 | 8 | 26 | 23 | 56.6 | 56.2 | 401 | 7.1352
2010 | 8 | 26 | 24 | 63.3 | 63 | 450 | 7.1429
2010 | 8 | 27 | 1 | 31.9 | 31.6 | 220 | 6.962
2010 | 8 | 27 | 2 | 13.2 | 12.9 | 88 | 6.8217
2010 | 8 | 27 | 3 | 34.2 | 33.8 | 241 | 7.1302
2010 | 8 | 27 | 4 | 27.7 | 27.4 | 194 | 7.0803
2010 | 8 | 27 | 5 | 33 | 32.7 | 231 | 7.0642
2010 | 8 | 27 | 6 | 49.9 | 49.6 | 354 | 7.1371
2010 | 8 | 27 | 7 | 74.5 | 74.2 | 520 | 7.0081
2010 | 8 | 27 | 8 | 85.4 | 85.1 | 596 | 7.0035
2010 | 8 | 27 | 9 | 87.1 | 86.8 | 612 | 7.0507
2010 | 8 | 27 | 10 | 107.1 | 106.8 | 739 | 6.9195
2010 | 8 | 27 | 11 | 95.3 | 95 | 658 | 6.9263
2010 | 8 | 27 | 12 | 78.8 | 78.5 | 549 | 6.9936
2010 | 8 | 27 | 13 | 79.2 | 78.9 | 556 | 7.0469
2010 | 8 | 27 | 14 | 98.5 | 98.2 | 683 | 6.9552
2010 | 8 | 27 | 15 | 84.6 | 84.3 | 587 | 6.9632
2010 | 8 | 27 | 16 | 82.7 | 82.4 | 574 | 6.966
2010 | 8 | 27 | 17 | 95.4 | 95.1 | 663 | 6.9716
2010 | 8 | 27 | 18 | 110.3 | 110 | 761 | 6.9182
2010 | 8 | 27 | 19 | 112.3 | 112 | 773 | 6.9018
2010 | 8 | 27 | 20 | 94.9 | 94.6 | 658 | 6.9556
2010 | 8 | 27 | 21 | 110.8 | 110.5 | 761 | 6.8869
2010 | 8 | 27 | 22 | 82.5 | 82.2 | 570 | 6.9343
2010 | 8 | 27 | 23 | 72.7 | 72.3 | 504 | 6.971
2010 | 8 | 27 | 24 | 67.9 | 67.6 | 471 | 6.9675
2010 | 8 | 28 | 1 | 31.1 | 30.8 | 210 | 6.8182
2010 | 8 | 28 | 2 | 13.4 | 13.1 | 87 | 6.6412
2010 | 8 | 28 | 3 | 24.2 | 23.8 | 168 | 7.0588
2010 | 8 | 28 | 4 | 44.1 | 43.7 | 311 | 7.1167
2010 | 8 | 28 | 5 | 25.2 | 24.8 | 174 | 7.0161
2010 | 8 | 28 | 6 | 24.9 | 24.6 | 171 | 6.9512
2010 | 8 | 28 | 7 | 43.9 | 43.6 | 304 | 6.9725
2010 | 8 | 28 | 8 | 92.6 | 92.3 | 632 | 6.8472
2010 | 8 | 28 | 9 | 125.2 | 124.9 | 839 | 6.7174
2010 | 8 | 28 | 10 | 122.8 | 122.5 | 835 | 6.8163
2010 | 8 | 28 | 11 | 102.3 | 102 | 705 | 6.9118
2010 | 8 | 28 | 12 | 64.8 | 64.5 | 445 | 6.8992
2010 | 8 | 28 | 13 | 49.8 | 49.5 | 350 | 7.0707
2010 | 8 | 28 | 14 | 57.1 | 56.8 | 403 | 7.0951
2010 | 8 | 28 | 15 | 43.3 | 43 | 302 | 7.0233
2010 | 8 | 28 | 16 | 65.9 | 65.5 | 464 | 7.084
2010 | 8 | 28 | 17 | 80.4 | 80 | 560 | 7
2010 | 8 | 28 | 18 | 99.1 | 98.7 | 691 | 7.001
2010 | 8 | 28 | 19 | 97.4 | 97 | 677 | 6.9794
2010 | 8 | 28 | 20 | 93.5 | 93.1 | 655 | 7.0354
2010 | 8 | 28 | 21 | 96 | 95.7 | 665 | 6.9488
2010 | 8 | 28 | 22 | 57.3 | 57 | 395 | 6.9298
2010 | 8 | 28 | 23 | 35.9 | 35.5 | 252 | 7.0986
2010 | 8 | 28 | 24 | 53.4 | 53.1 | 381 | 7.1751
2010 | 8 | 29 | 1 | 34.3 | 34 | 237 | 6.9706
2010 | 8 | 29 | 2 | 17.5 | 17.2 | 115 | 6.686
2010 | 8 | 29 | 3 | 40.5 | 40.1 | 287 | 7.1571
2010 | 8 | 29 | 4 | 28.1 | 27.7 | 196 | 7.0758
2010 | 8 | 29 | 5 | 17.2 | 16.8 | 114 | 6.7857
2010 | 8 | 29 | 6 | 30.2 | 29.8 | 209 | 7.0134
2010 | 8 | 29 | 7 | 39.1 | 38.7 | 277 | 7.1576
2010 | 8 | 29 | 8 | 41.1 | 40.8 | 291 | 7.1324
2010 | 8 | 29 | 9 | 61.2 | 60.9 | 433 | 7.11
2010 | 8 | 29 | 10 | 51.5 | 51.2 | 358 | 6.9922
2010 | 8 | 29 | 11 | 62 | 61.7 | 439 | 7.1151
2010 | 8 | 29 | 12 | 92.3 | 92 | 647 | 7.0326
2010 | 8 | 29 | 13 | 87.2 | 86.9 | 610 | 7.0196
2010 | 8 | 29 | 14 | 67.3 | 66.9 | 473 | 7.0703
2010 | 8 | 29 | 15 | 55.8 | 55.4 | 391 | 7.0578
2010 | 8 | 29 | 16 | 42.1 | 41.7 | 297 | 7.1223
2010 | 8 | 29 | 17 | 29.2 | 28.8 | 200 | 6.9444
2010 | 8 | 29 | 18 | 31.6 | 31.2 | 220 | 7.0513
2010 | 8 | 29 | 19 | 61.5 | 61.1 | 435 | 7.1195
2010 | 8 | 29 | 20 | 94.2 | 93.8 | 657 | 7.0043
2010 | 8 | 29 | 21 | 88.3 | 87.9 | 618 | 7.0307
2010 | 8 | 29 | 22 | 83.1 | 82.7 | 585 | 7.0738
2010 | 8 | 29 | 23 | 61 | 60.6 | 428 | 7.0627
2010 | 8 | 29 | 24 | 35 | 34.6 | 246 | 7.1098
2010 | 8 | 30 | 1 | 15.3 | 15 | 100 | 6.6667
2010 | 8 | 30 | 2 | 15.5 | 15.1 | 100 | 6.6225
2010 | 8 | 30 | 3 | 17.5 | 17.1 | 115 | 6.7251
2010 | 8 | 30 | 4 | 20.8 | 20.4 | 143 | 7.0098
2010 | 8 | 30 | 5 | 28.3 | 27.9 | 197 | 7.0609
2010 | 8 | 30 | 6 | 50 | 49.6 | 350 | 7.0565
2010 | 8 | 30 | 7 | 83.7 | 83.4 | 585 | 7.0144
2010 | 8 | 30 | 8 | 108.1 | 107.8 | 742 | 6.8831
2010 | 8 | 30 | 9 | 125.5 | 125.2 | 854 | 6.8211
2010 | 8 | 30 | 10 | 133 | 132.7 | 900 | 6.7822
2010 | 8 | 30 | 11 | 101.9 | 101.6 | 699 | 6.8799
2010 | 8 | 30 | 12 | 87.8 | 87.5 | 608 | 6.9486
2010 | 8 | 30 | 13 | 54.6 | 54.3 | 380 | 6.9982
2010 | 8 | 30 | 14 | 50.2 | 49.9 | 352 | 7.0541
2010 | 8 | 30 | 15 | 74.3 | 74 | 519 | 7.0135
2010 | 8 | 30 | 16 | 109.2 | 108.8 | 752 | 6.9118
2010 | 8 | 30 | 17 | 142.7 | 142.3 | 963 | 6.7674
2010 | 8 | 30 | 18 | 128.2 | 127.8 | 869 | 6.7997
2010 | 8 | 30 | 19 | 112.2 | 111.8 | 769 | 6.8784
2010 | 8 | 30 | 20 | 107.4 | 107 | 738 | 6.8972
2010 | 8 | 30 | 21 | 86.9 | 86.5 | 601 | 6.948
2010 | 8 | 30 | 22 | 65.3 | 64.9 | 458 | 7.057
2010 | 8 | 30 | 23 | 38.2 | 37.8 | 269 | 7.1164
2010 | 8 | 30 | 24 | 38.6 | 38.2 | 270 | 7.0681
2010 | 8 | 31 | 1 | 17.6 | 17.2 | 118 | 6.8605
2010 | 8 | 31 | 2 | 22.4 | 22 | 154 | 7
2010 | 8 | 31 | 3 | 36.9 | 25 | 178 | 7.12
2010 | 8 | 31 | 4 | 15 | 14.7 | 99 | 6.7347
2010 | 8 | 31 | 5 | 26.7 | 26.3 | 187 | 7.1103
2010 | 8 | 31 | 6 | 40.2 | 32.1 | 219 | 6.8224
2010 | 8 | 31 | 7 | 134.8 | 134.3 | 913 | 6.7982
2010 | 8 | 31 | 8 | 106.5 | 106.2 | 732 | 6.8927
2010 | 8 | 31 | 9 | 92.3 | 92 | 643 | 6.9891
2010 | 8 | 31 | 10 | 94.4 | 94.1 | 659 | 7.0032
2010 | 8 | 31 | 11 | 64.2 | 63.9 | 449 | 7.0266
2010 | 8 | 31 | 12 | 56 | 55.7 | 394 | 7.0736
2010 | 8 | 31 | 13 | 60.3 | 60 | 424 | 7.0667
2010 | 8 | 31 | 14 | 84.4 | 84.1 | 588 | 6.9917
2010 | 8 | 31 | 15 | 99.2 | 98.9 | 684 | 6.9161
2010 | 8 | 31 | 16 | 127.4 | 127.4 | 878 | 6.8917
2010 | 8 | 31 | 17 | 137.2 | 136.8 | 928 | 6.7836
2010 | 8 | 31 | 18 | 139.6 | 139.2 | 940 | 6.7529
2010 | 8 | 31 | 19 | 131.1 | 130.7 | 889 | 6.8018
2010 | 8 | 31 | 20 | 126.5 | 126.1 | 862 | 6.8358
2010 | 8 | 31 | 21 | 106.4 | 106 | 729 | 6.8774
2010 | 8 | 31 | 22 | 90.4 | 90 | 625 | 6.9444
2010 | 8 | 31 | 23 | 90.4 | 90 | 633 | 7.0333
2010 | 8 | 31 | 24 | 101.8 | 101.5 | 711 | 7.0049
2010 | 9 | 1 | 1 | 57.8 | 57.8 | 409 | 7.0761
2010 | 9 | 1 | 2 | 15.9 | 15.9 | 114 | 7.1698
2010 | 9 | 1 | 3 | 11.9 | 11.9 | 82 | 6.8908
2010 | 9 | 1 | 4 | 23.8 | 23.8 | 169 | 7.1008
2010 | 9 | 1 | 5 | 37.4 | 37.4 | 264 | 7.0588
2010 | 9 | 1 | 6 | 68.4 | 68.4 | 474 | 6.9298
2010 | 9 | 1 | 7 | 84.1 | 84.1 | 598 | 7.1106
2010 | 9 | 1 | 8 | 75.5 | 75.5 | 534 | 7.0728
2010 | 9 | 1 | 9 | 83.1 | 83.1 | 593 | 7.136
2010 | 9 | 1 | 10 | 75.7 | 75.7 | 533 | 7.041
2010 | 9 | 1 | 11 | 46.3 | 46.3 | 326 | 7.041
2010 | 9 | 1 | 12 | 23.7 | 23.7 | 168 | 7.0886
2010 | 9 | 1 | 13 | 67.1 | 67.1 | 479 | 7.1386
2010 | 9 | 1 | 14 | 72.7 | 72.7 | 514 | 7.0702
2010 | 9 | 1 | 15 | 53.3 | 53.3 | 380 | 7.1295
2010 | 9 | 1 | 16 | 59.7 | 59.7 | 436 | 7.3032
2010 | 9 | 1 | 17 | 75.5 | 75.5 | 536 | 7.0993
2010 | 9 | 1 | 18 | 85.3 | 85.3 | 602 | 7.0574
2010 | 9 | 1 | 19 | 76.5 | 76.5 | 540 | 7.0588
2010 | 9 | 1 | 20 | 72.1 | 72.1 | 511 | 7.0874
2010 | 9 | 1 | 21 | 100.3 | 100.3 | 702 | 6.999
2010 | 9 | 1 | 22 | 88.7 | 88.7 | 622 | 7.0124
2010 | 9 | 1 | 23 | 88.9 | 88.9 | 633 | 7.1204
2010 | 9 | 1 | 24 | 76.6 | 76.6 | 542 | 7.0757
2010 | 9 | 2 | 1 | 21.8 | 21.8 | 154 | 7.0642
2010 | 9 | 2 | 2 | 18.4 | 18.4 | 106 | 5.7609
2010 | 9 | 2 | 3 | 28 | 28 | 201 | 7.1786
2010 | 9 | 2 | 4 | 29.6 | 29.6 | 214 | 7.2297
2010 | 9 | 2 | 5 | 21.1 | 21.1 | 150 | 7.109
2010 | 9 | 2 | 6 | 36 | 36 | 257 | 7.1389
2010 | 9 | 2 | 7 | 63.3 | 63.3 | 455 | 7.188
2010 | 9 | 2 | 8 | 66 | 66 | 471 | 7.1364
2010 | 9 | 2 | 9 | 55.6 | 55.6 | 399 | 7.1763
2010 | 9 | 2 | 10 | 55.4 | 55.4 | 401 | 7.2383
2010 | 9 | 2 | 11 | 55.8 | 55.8 | 400 | 7.1685
2010 | 9 | 2 | 12 | 54.1 | 54.1 | 388 | 7.1719
2010 | 9 | 2 | 13 | 60.6 | 60.6 | 436 | 7.1947
2010 | 9 | 2 | 14 | 80.7 | 80.7 | 573 | 7.1004
2010 | 9 | 2 | 15 | 64.2 | 64.2 | 451 | 7.0249
2010 | 9 | 2 | 16 | 58.4 | 58.4 | 415 | 7.1062
2010 | 9 | 2 | 17 | 79.7 | 79.7 | 566 | 7.1016
2010 | 9 | 2 | 18 | 102 | 102 | 713 | 6.9902
2010 | 9 | 2 | 19 | 80.9 | 80.9 | 569 | 7.0334
2010 | 9 | 2 | 20 | 63 | 63 | 448 | 7.1111
2010 | 9 | 2 | 21 | 69.6 | 69.6 | 496 | 7.1264
2010 | 9 | 2 | 22 | 52.7 | 52.7 | 378 | 7.1727
2010 | 9 | 2 | 23 | 67.4 | 67.4 | 484 | 7.181
2010 | 9 | 2 | 24 | 73.4 | 73.4 | 522 | 7.1117
2010 | 9 | 3 | 1 | 51.8 | 51.8 | 369 | 7.1236
2010 | 9 | 3 | 2 | 49 | 49 | 355 | 7.2449
2010 | 9 | 3 | 3 | 18.3 | 18.3 | 132 | 7.2131
2010 | 9 | 3 | 4 | 15.7 | 15.7 | 90 | 5.7325
2010 | 9 | 3 | 5 | 20.6 | 20.6 | 146 | 7.0874
2010 | 9 | 3 | 6 | 34.3 | 34.3 | 245 | 7.1429
2010 | 9 | 3 | 7 | 62 | 62 | 442 | 7.129
2010 | 9 | 3 | 8 | 68.1 | 68.1 | 484 | 7.1072
2010 | 9 | 3 | 9 | 65.7 | 65.7 | 468 | 7.1233
2010 | 9 | 3 | 10 | 74 | 74 | 526 | 7.1081
2010 | 9 | 3 | 11 | 75.7 | 75.7 | 536 | 7.0806
2010 | 9 | 3 | 12 | 87.9 | 87.9 | 633 | 7.2014
2010 | 9 | 3 | 13 | 77.1 | 77.1 | 538 | 6.978
2010 | 9 | 3 | 14 | 55.3 | 55.3 | 388 | 7.0163
2010 | 9 | 3 | 15 | 43.4 | 43.4 | 305 | 7.0276
2010 | 9 | 3 | 16 | 79 | 79 | 556 | 7.038
2010 | 9 | 3 | 17 | 101.6 | 101.6 | 701 | 6.8996
2010 | 9 | 3 | 18 | 121.1 | 121.1 | 829 | 6.8456
2010 | 9 | 3 | 19 | 76.7 | 76.7 | 533 | 6.9492
2010 | 9 | 3 | 20 | 55.3 | 55.3 | 398 | 7.1971
2010 | 9 | 3 | 21 | 52.3 | 52.3 | 376 | 7.1893
2010 | 9 | 3 | 22 | 42.4 | 42.4 | 306 | 7.217
2010 | 9 | 3 | 23 | 47.2 | 47.2 | 340 | 7.2034
2010 | 9 | 3 | 24 | 46.2 | 46.2 | 331 | 7.1645
2010 | 9 | 4 | 1 | 58.9 | 58.9 | 423 | 7.1817
2010 | 9 | 4 | 2 | 34.2 | 34.2 | 247 | 7.2222
2010 | 9 | 4 | 3 | 33.9 | 33.9 | 244 | 7.1976
2010 | 9 | 4 | 4 | 16.2 | 16.2 | 114 | 7.037
2010 | 9 | 4 | 5 | 13.8 | 13.8 | 96 | 6.9565
2010 | 9 | 4 | 6 | 29 | 29 | 206 | 7.1034
2010 | 9 | 4 | 7 | 39.6 | 39.6 | 284 | 7.1717
2010 | 9 | 4 | 8 | 40.1 | 40.1 | 289 | 7.207
2010 | 9 | 4 | 9 | 43.1 | 43.1 | 310 | 7.1926
2010 | 9 | 4 | 10 | 37.9 | 37.9 | 273 | 7.2032
2010 | 9 | 4 | 11 | 36.6 | 36.6 | 263 | 7.1858
2010 | 9 | 4 | 12 | 49 | 49 | 352 | 7.1837
2010 | 9 | 4 | 13 | 42.9 | 42.9 | 306 | 7.1329
2010 | 9 | 4 | 14 | 57.5 | 57.5 | 414 | 7.2
2010 | 9 | 4 | 15 | 57.2 | 57.2 | 410 | 7.1678
2010 | 9 | 4 | 16 | 75.6 | 75.6 | 537 | 7.1032
2010 | 9 | 4 | 17 | 78.7 | 78.7 | 555 | 7.0521
2010 | 9 | 4 | 18 | 46.2 | 46.2 | 332 | 7.1861
2010 | 9 | 4 | 19 | 45.4 | 45.4 | 328 | 7.2247
2010 | 9 | 4 | 20 | 14 | 14 | 98 | 7
2010 | 9 | 4 | 21 | 39.8 | 39.8 | 284 | 7.1357
2010 | 9 | 4 | 22 | 45.7 | 45.7 | 331 | 7.2429
2010 | 9 | 4 | 23 | 79 | 79 | 560 | 7.0886
2010 | 9 | 4 | 24 | 47.1 | 47.1 | 333 | 7.0701
2010 | 9 | 5 | 1 | 22.3 | 22.3 | 158 | 7.0852
2010 | 9 | 5 | 2 | 14.3 | 14.3 | 100 | 6.993
2010 | 9 | 5 | 3 | 14.4 | 14.4 | 101 | 7.0139
2010 | 9 | 5 | 4 | 29.3 | 29.3 | 212 | 7.2355
2010 | 9 | 5 | 5 | 31.2 | 31.2 | 220 | 7.0513
2010 | 9 | 5 | 6 | 46.8 | 46.8 | 336 | 7.1795
2010 | 9 | 5 | 7 | 25.4 | 25.4 | 180 | 7.0866
2010 | 9 | 5 | 8 | 37.2 | 37.2 | 266 | 7.1505
2010 | 9 | 5 | 9 | 26.1 | 26.1 | 184 | 7.0498
2010 | 9 | 5 | 10 | 32.8 | 32.8 | 238 | 7.2561
2010 | 9 | 5 | 11 | 32.7 | 32.7 | 234 | 7.156
2010 | 9 | 5 | 12 | 42.6 | 42.6 | 305 | 7.1596
2010 | 9 | 5 | 13 | 40.5 | 40.5 | 274 | 6.7654
2010 | 9 | 5 | 14 | 32.6 | 32.6 | 235 | 7.2086
2010 | 9 | 5 | 15 | 51.1 | 51.1 | 365 | 7.1429
2010 | 9 | 5 | 16 | 47.5 | 47.5 | 315 | 6.6316
2010 | 9 | 5 | 17 | 43.7 | 43.7 | 317 | 7.254
2010 | 9 | 5 | 18 | 29.6 | 29.6 | 211 | 7.1284
2010 | 9 | 5 | 19 | 44 | 44 | 320 | 7.2727
2010 | 9 | 5 | 20 | 43.2 | 43.2 | 308 | 7.1296
2010 | 9 | 5 | 21 | 54.8 | 54.8 | 392 | 7.1533
2010 | 9 | 5 | 22 | 64.4 | 64.4 | 461 | 7.1584
2010 | 9 | 5 | 23 | 76.2 | 76.2 | 541 | 7.0997
2010 | 9 | 5 | 24 | 45.8 | 45.8 | 328 | 7.1616
2010 | 9 | 6 | 1 | 22.7 | 22.7 | 166 | 7.3128
2010 | 9 | 6 | 2 | 15 | 15 | 104 | 6.9333
2010 | 9 | 6 | 3 | 18 | 18 | 127 | 7.0556
2010 | 9 | 6 | 4 | 29.4 | 29.4 | 211 | 7.1769
2010 | 9 | 6 | 5 | 35.5 | 35.5 | 253 | 7.1268
2010 | 9 | 6 | 6 | 73.1 | 73.1 | 518 | 7.0862
2010 | 9 | 6 | 7 | 38.6 | 38.6 | 277 | 7.1762
2010 | 9 | 6 | 8 | 32.4 | 32.4 | 232 | 7.1605
2010 | 9 | 6 | 9 | 36.6 | 36.6 | 262 | 7.1585
2010 | 9 | 6 | 10 | 52.3 | 52.3 | 374 | 7.1511
2010 | 9 | 6 | 11 | 67.4 | 67.4 | 477 | 7.0772
2010 | 9 | 6 | 12 | 73.7 | 73.7 | 519 | 7.0421
2010 | 9 | 6 | 13 | 57.2 | 57.2 | 407 | 7.1154
2010 | 9 | 6 | 14 | 48.7 | 48.7 | 280 | 5.7495
2010 | 9 | 6 | 15 | 50.1 | 50.1 | 361 | 7.2056
2010 | 9 | 6 | 16 | 54.1 | 54.1 | 385 | 7.1165
2010 | 9 | 6 | 17 | 82.4 | 82.4 | 582 | 7.0631
2010 | 9 | 6 | 18 | 92.1 | 92.1 | 646 | 7.0141
2010 | 9 | 6 | 19 | 93.7 | 93.7 | 655 | 6.9904
2010 | 9 | 6 | 20 | 60.4 | 60.4 | 430 | 7.1192
2010 | 9 | 6 | 21 | 51.8 | 51.8 | 375 | 7.2394
2010 | 9 | 6 | 22 | 56.8 | 56.8 | 410 | 7.2183
2010 | 9 | 6 | 23 | 65.5 | 65.5 | 471 | 7.1908
2010 | 9 | 6 | 24 | 55.4 | 55.4 | 397 | 7.1661
2010 | 9 | 7 | 1 | 29.4 | 29.4 | 211 | 7.1769
2010 | 9 | 7 | 2 | 43.3 | 43.3 | 316 | 7.2979
2010 | 9 | 7 | 3 | 29.8 | 29.8 | 212 | 7.1141
2010 | 9 | 7 | 4 | 22 | 22 | 158 | 7.1818
2010 | 9 | 7 | 5 | 19.4 | 19.4 | 141 | 7.268
2010 | 9 | 7 | 6 | 29.9 | 29.9 | 215 | 7.1906
2010 | 9 | 7 | 7 | 68.2 | 68.2 | 485 | 7.1114
2010 | 9 | 7 | 8 | 83.5 | 83.5 | 589 | 7.0539
2010 | 9 | 7 | 9 | 134 | 134 | 914 | 6.8209
2010 | 9 | 7 | 10 | 116.3 | 116.3 | 795 | 6.8358
2010 | 9 | 7 | 11 | 62.3 | 62.3 | 435 | 6.9823
2010 | 9 | 7 | 12 | 20.9 | 20.9 | 147 | 7.0335
2010 | 9 | 7 | 13 | 12.6 | 12.6 | 85 | 6.746
2010 | 9 | 7 | 14 | 13.9 | 13.9 | 94 | 6.7626
2010 | 9 | 7 | 15 | 48.3 | 48.3 | 346 | 7.1636
2010 | 9 | 7 | 16 | 88.85 | 88.85 | 622 | 7.0006
2010 | 9 | 7 | 17 | 115.7 | 115.7 | 802 | 6.9317
2010 | 9 | 7 | 18 | 105.5 | 105.5 | 740 | 7.0142
2010 | 9 | 7 | 19 | 88 | 88 | 621 | 7.0568
2010 | 9 | 7 | 20 | 78.9 | 78.9 | 557 | 7.0596
2010 | 9 | 7 | 21 | 61.9 | 61.9 | 440 | 7.1082
2010 | 9 | 7 | 22 | 37.8 | 37.8 | 273 | 7.2222
2010 | 9 | 7 | 23 | 53.9 | 53.9 | 392 | 7.2727
2010 | 9 | 7 | 24 | 45.7 | 45.7 | 330 | 7.221
2010 | 9 | 8 | 1 | 38.4 | 38.4 | 277 | 7.2135
2010 | 9 | 8 | 2 | 14.6 | 14.6 | 101 | 6.9178
2010 | 9 | 8 | 3 | 12.6 | 12.6 | 87 | 6.9048
2010 | 9 | 8 | 4 | 20.4 | 20.4 | 143 | 7.0098
2010 | 9 | 8 | 5 | 37.2 | 37.2 | 267 | 7.1774
2010 | 9 | 8 | 6 | 57.1 | 57.1 | 410 | 7.1804
2010 | 9 | 8 | 7 | 83.5 | 83.5 | 592 | 7.0898
2010 | 9 | 8 | 8 | 76.4 | 76.4 | 542 | 7.0942
2010 | 9 | 8 | 9 | 71.2 | 71.2 | 510 | 7.1629
2010 | 9 | 8 | 10 | 54 | 54 | 389 | 7.2037
2010 | 9 | 8 | 11 | 43.8 | 43.8 | 318 | 7.2603
2010 | 9 | 8 | 12 | 38.5 | 38.5 | 277 | 7.1948
2010 | 9 | 8 | 13 | 22.3 | 22.3 | 157 | 7.0404
2010 | 9 | 8 | 14 | 56.7 | 56.7 | 407 | 7.1781
2010 | 9 | 8 | 15 | 66.9 | 66.9 | 478 | 7.145
2010 | 9 | 8 | 16 | 73.7 | 73.7 | 526 | 7.137
2010 | 9 | 8 | 17 | 72.5 | 72.5 | 518 | 7.1448
2010 | 9 | 8 | 18 | 68.6 | 68.6 | 491 | 7.1574
2010 | 9 | 8 | 19 | 56.7 | 56.7 | 407 | 7.1781
2010 | 9 | 8 | 20 | 74.1 | 74.1 | 529 | 7.139
2010 | 9 | 8 | 21 | 54.7 | 54.7 | 390 | 7.1298
2010 | 9 | 8 | 22 | 53.5 | 53.5 | 387 | 7.2336
2010 | 9 | 8 | 23 | 34.1 | 34.1 | 247 | 7.2434
2010 | 9 | 8 | 24 | 38.2 | 38.2 | 277 | 7.2513
2010 | 9 | 9 | 1 | 13.2 | 13.2 | 90 | 6.8182
2010 | 9 | 9 | 2 | 19.9 | 19.9 | 141 | 7.0854
2010 | 9 | 9 | 3 | 25.2 | 25.2 | 180 | 7.1429
2010 | 9 | 9 | 4 | 15.3 | 15.3 | 107 | 6.9935
2010 | 9 | 9 | 5 | 20.3 | 20.3 | 144 | 7.0936
2010 | 9 | 9 | 6 | 35.1 | 35.1 | 251 | 7.151
2010 | 9 | 9 | 7 | 61.3 | 61.3 | 435 | 7.0962
2010 | 9 | 9 | 8 | 68 | 68 | 485 | 7.1324
2010 | 9 | 9 | 9 | 60 | 60 | 430 | 7.1667
2010 | 9 | 9 | 10 | 71 | 71 | 505 | 7.1127
2010 | 9 | 9 | 11 | 52.2 | 52.2 | 373 | 7.1456
2010 | 9 | 9 | 12 | 38.4 | 38.4 | 276 | 7.1875
2010 | 9 | 9 | 13 | 21.5 | 21.5 | 156 | 7.2558
2010 | 9 | 9 | 14 | 30.6 | 30.6 | 218 | 7.1242
2010 | 9 | 9 | 15 | 32.5 | 32.5 | 231 | 7.1077
2010 | 9 | 9 | 16 | 56.8 | 56.8 | 404 | 7.1127
2010 | 9 | 9 | 17 | 56.8 | 56.8 | 409 | 7.2007
2010 | 9 | 9 | 18 | 43.5 | 43.5 | 314 | 7.2184
2010 | 9 | 9 | 19 | 24.1 | 24.1 | 170 | 7.0539
2010 | 9 | 9 | 20 | 40.6 | 40.6 | 292 | 7.1921
2010 | 9 | 9 | 21 | 67.5 | 67.5 | 480 | 7.1111
2010 | 9 | 9 | 22 | 63.4 | 63.4 | 454 | 7.1609
2010 | 9 | 9 | 23 | 47.5 | 47.5 | 339 | 7.1368
2010 | 9 | 9 | 24 | 18.2 | 18.2 | 130 | 7.1429
2010 | 9 | 10 | 1 | 12.5 | 12.5 | 89 | 7.12
2010 | 9 | 10 | 2 | 17.6 | 17.6 | 123 | 6.9886
2010 | 9 | 10 | 3 | 13.5 | 13.5 | 94 | 6.963
2010 | 9 | 10 | 4 | 16.7 | 16.7 | 119 | 7.1257
2010 | 9 | 10 | 5 | 17.9 | 17.9 | 126 | 7.0391
2010 | 9 | 10 | 6 | 43.1 | 43.1 | 304 | 7.0534
2010 | 9 | 10 | 7 | 54.8 | 54.8 | 391 | 7.135
2010 | 9 | 10 | 8 | 59.3 | 59.3 | 424 | 7.1501
2010 | 9 | 10 | 9 | 45.7 | 45.7 | 330 | 7.221
2010 | 9 | 10 | 10 | 38.1 | 38.1 | 274 | 7.1916
2010 | 9 | 10 | 11 | 42.1 | 42.1 | 300 | 7.1259
2010 | 9 | 10 | 12 | 54 | 54 | 389 | 7.2037
2010 | 9 | 10 | 13 | 54.6 | 54.6 | 392 | 7.1795
2010 | 9 | 10 | 14 | 58.2 | 58.2 | 415 | 7.1306
2010 | 9 | 10 | 15 | 33.5 | 33.5 | 237 | 7.0746
2010 | 9 | 10 | 16 | 46.1 | 46.1 | 326 | 7.0716
2010 | 9 | 10 | 17 | 70.1 | 70.1 | 501 | 7.1469
2010 | 9 | 10 | 18 | 66.7 | 66.7 | 477 | 7.1514
2010 | 9 | 10 | 19 | 56.5 | 56.5 | 402 | 7.115
2010 | 9 | 10 | 20 | 21.6 | 21.6 | 154 | 7.1296
2010 | 9 | 10 | 21 | 53.2 | 53.2 | 381 | 7.1617
2010 | 9 | 10 | 22 | 78.2 | 78.2 | 561 | 7.1739
2010 | 9 | 10 | 23 | 46.2 | 46.2 | 331 | 7.1645
2010 | 9 | 10 | 24 | 47.2 | 47.2 | 341 | 7.2246
2010 | 9 | 11 | 1 | 26.5 | 26.5 | 190 | 7.1698
2010 | 9 | 11 | 2 | 12.6 | 12.6 | 86 | 6.8254
2010 | 9 | 11 | 3 | 13.9 | 13.9 | 98 | 7.0504
2010 | 9 | 11 | 4 | 12.6 | 12.6 | 86 | 6.8254
2010 | 9 | 11 | 5 | 14 | 14 | 99 | 7.0714
2010 | 9 | 11 | 6 | 37.7 | 37.7 | 269 | 7.1353
2010 | 9 | 11 | 7 | 76.1 | 76.1 | 541 | 7.1091
2010 | 9 | 11 | 8 | 64.4 | 64.4 | 462 | 7.1739
2010 | 9 | 11 | 9 | 47.6 | 47.6 | 344 | 7.2269
2010 | 9 | 11 | 10 | 47 | 47 | 343 | 7.2979
2010 | 9 | 11 | 11 | 56.8 | 56.8 | 409 | 7.2007
2010 | 9 | 11 | 12 | 47.3 | 47.3 | 342 | 7.2304
2010 | 9 | 11 | 13 | 35.6 | 35.6 | 260 | 7.3034
2010 | 9 | 11 | 14 | 17.6 | 17.6 | 123 | 6.9886
2010 | 9 | 11 | 15 | 28 | 28 | 201 | 7.1786
2010 | 9 | 11 | 16 | 50.5 | 50.5 | 364 | 7.2079
2010 | 9 | 11 | 17 | 56.4 | 56.4 | 403 | 7.1454
2010 | 9 | 11 | 18 | 67.6 | 67.6 | 484 | 7.1598
2010 | 9 | 11 | 19 | 83.1 | 83.1 | 596 | 7.1721
2010 | 9 | 11 | 20 | 78.1 | 78.1 | 554 | 7.0935
2010 | 9 | 11 | 21 | 52.4 | 52.4 | 374 | 7.1374
2010 | 9 | 11 | 22 | 43.5 | 43.5 | 315 | 7.2414
2010 | 9 | 11 | 23 | 87 | 87 | 621 | 7.1379
2010 | 9 | 11 | 24 | 44.8 | 44.8 | 324 | 7.2321
2010 | 9 | 12 | 1 | 20.2 | 20.2 | 141 | 6.9802
2010 | 9 | 12 | 2 | 12.6 | 12.6 | 87 | 6.9048
2010 | 9 | 12 | 3 | 23.1 | 23.1 | 166 | 7.1861
2010 | 9 | 12 | 4 | 15.7 | 15.7 | 112 | 7.1338
2010 | 9 | 12 | 5 | 14.7 | 14.7 | 102 | 6.9388
2010 | 9 | 12 | 6 | 24.3 | 24.3 | 177 | 7.284
2010 | 9 | 12 | 7 | 15.7 | 15.7 | 110 | 7.0064
2010 | 9 | 12 | 8 | 35.2 | 35.2 | 253 | 7.1875
2010 | 9 | 12 | 9 | 47.2 | 47.2 | 339 | 7.1822
2010 | 9 | 12 | 10 | 64.6 | 64.6 | 463 | 7.1672
2010 | 9 | 12 | 11 | 63.5 | 63.5 | 455 | 7.1654
2010 | 9 | 12 | 12 | 64.8 | 64.8 | 469 | 7.2377
2010 | 9 | 12 | 13 | 45.8 | 45.8 | 327 | 7.1397
2010 | 9 | 12 | 14 | 23.9 | 23.9 | 170 | 7.113
2010 | 9 | 12 | 15 | 36.6 | 36.6 | 261 | 7.1311
2010 | 9 | 12 | 16 | 48.5 | 48.5 | 349 | 7.1959
2010 | 9 | 12 | 17 | 63.7 | 63.7 | 454 | 7.1272
2010 | 9 | 12 | 18 | 63.2 | 63.2 | 455 | 7.1994
2010 | 9 | 12 | 19 | 53.2 | 53.2 | 382 | 7.1805
2010 | 9 | 12 | 20 | 63.8 | 63.8 | 460 | 7.21
2010 | 9 | 12 | 21 | 52.4 | 52.4 | 377 | 7.1947
2010 | 9 | 12 | 22 | 53.3 | 53.3 | 387 | 7.2608
2010 | 9 | 12 | 23 | 66.6 | 66.6 | 481 | 7.2222
2010 | 9 | 12 | 24 | 54.7 | 54.7 | 395 | 7.2212
2010 | 9 | 13 | 1 | 34.8 | 34.8 | 254 | 7.2989
2010 | 9 | 13 | 2 | 21.2 | 21.2 | 153 | 7.217
2010 | 9 | 13 | 3 | 15.2 | 15.2 | 107 | 7.0395
2010 | 9 | 13 | 4 | 15.1 | 15.1 | 108 | 7.1523
2010 | 9 | 13 | 5 | 32 | 32 | 229 | 7.1562
2010 | 9 | 13 | 6 | 72.9 | 72.9 | 520 | 7.1331
2010 | 9 | 13 | 7 | 109.5 | 109.5 | 767 | 7.0046
2010 | 9 | 13 | 8 | 91 | 91 | 642 | 7.0549
2010 | 9 | 13 | 9 | 67.6 | 67.6 | 481 | 7.1154
2010 | 9 | 13 | 10 | 44.1 | 44.1 | 316 | 7.1655
2010 | 9 | 13 | 11 | 63.6 | 63.6 | 453 | 7.1226
2010 | 9 | 13 | 12 | 108.9 | 108.9 | 755 | 6.933
2010 | 9 | 13 | 13 | 109.1 | 109.1 | 757 | 6.9386
2010 | 9 | 13 | 14 | 103.9 | 103.9 | 723 | 6.9586
2010 | 9 | 13 | 15 | 78.1 | 78.1 | 552 | 7.0679
2010 | 9 | 13 | 16 | 55 | 55 | 389 | 7.0727
2010 | 9 | 13 | 17 | 58.4 | 58.4 | 417 | 7.1404
2010 | 9 | 13 | 18 | 66.2 | 66.2 | 470 | 7.0997
2010 | 9 | 13 | 19 | 83.9 | 83.9 | 591 | 7.0441
2010 | 9 | 13 | 20 | 93.2 | 93.2 | 651 | 6.985
2010 | 9 | 13 | 21 | 90.5 | 90.5 | 635 | 7.0166
2010 | 9 | 13 | 22 | 85.2 | 85.2 | 603 | 7.0775
2010 | 9 | 13 | 23 | 69 | 69 | 494 | 7.1594
2010 | 9 | 13 | 24 | 35 | 35 | 255 | 7.2857
2010 | 9 | 14 | 1 | 12 | 12 | 84 | 7
2010 | 9 | 14 | 2 | 12 | 12 | 83 | 6.9167
2010 | 9 | 14 | 3 | 12.2 | 12.2 | 85 | 6.9672
2010 | 9 | 14 | 4 | 13.4 | 13.4 | 91 | 6.791
2010 | 9 | 14 | 5 | 23 | 23 | 162 | 7.0435
2010 | 9 | 14 | 6 | 44.9 | 44.9 | 317 | 7.0601
2010 | 9 | 14 | 7 | 73.9 | 73.9 | 523 | 7.0771
2010 | 9 | 14 | 8 | 72.1 | 72.1 | 513 | 7.1151
2010 | 9 | 14 | 9 | 82.6 | 82.6 | 589 | 7.1308
2010 | 9 | 14 | 10 | 43.5 | 43.5 | 313 | 7.1954
2010 | 9 | 14 | 11 | 14.6 | 14.6 | 102 | 6.9863
2010 | 9 | 14 | 12 | 13.4 | 13.4 | 93 | 6.9403
2010 | 9 | 14 | 13 | 33.3 | 33.3 | 237 | 7.1171
2010 | 9 | 14 | 14 | 57.6 | 57.6 | 412 | 7.1528
2010 | 9 | 14 | 15 | 34.2 | 34.2 | 242 | 7.076
2010 | 9 | 14 | 16 | 51.8 | 51.8 | 370 | 7.1429
2010 | 9 | 14 | 17 | 91.9 | 91.9 | 647 | 7.0403
2010 | 9 | 14 | 18 | 85 | 85 | 598 | 7.0353
2010 | 9 | 14 | 19 | 74.9 | 74.9 | 531 | 7.0895
2010 | 9 | 14 | 20 | 58.1 | 58.1 | 415 | 7.1429
2010 | 9 | 14 | 21 | 58.1 | 58.1 | 415 | 7.1429
2010 | 9 | 14 | 22 | 44.8 | 44.8 | 318 | 7.0982
2010 | 9 | 14 | 23 | 53.1 | 53.1 | 383 | 7.2128
2010 | 9 | 14 | 24 | 65.3 | 65.3 | 468 | 7.1669
2010 | 9 | 15 | 1 | 36.6 | 36.6 | 262 | 7.1585
2010 | 9 | 15 | 2 | 12.4 | 12.4 | 86 | 6.9355
2010 | 9 | 15 | 3 | 12.8 | 12.8 | 90 | 7.0312
2010 | 9 | 15 | 4 | 13.3 | 13.3 | 90 | 6.7669
2010 | 9 | 15 | 5 | 31.2 | 31.2 | 221 | 7.0833
2010 | 9 | 15 | 6 | 54.6 | 54.6 | 390 | 7.1429
2010 | 9 | 15 | 7 | 78.7 | 78.7 | 555 | 7.0521
2010 | 9 | 15 | 8 | 64.2 | 64.2 | 458 | 7.134
2010 | 9 | 15 | 9 | 60.9 | 60.9 | 439 | 7.2085
2010 | 9 | 15 | 10 | 51.4 | 51.4 | 368 | 7.1595
2010 | 9 | 15 | 11 | 32.3 | 32.3 | 229 | 7.0898
2010 | 9 | 15 | 12 | 20.7 | 20.7 | 146 | 7.0531
2010 | 9 | 15 | 13 | 34 | 34 | 238 | 7
2010 | 9 | 15 | 14 | 61.7 | 61.7 | 437 | 7.0827
2010 | 9 | 15 | 15 | 78.8 | 78.8 | 556 | 7.0558
2010 | 9 | 15 | 16 | 83.3 | 83.3 | 590 | 7.0828
2010 | 9 | 15 | 17 | 59.1 | 59.1 | 419 | 7.0897
2010 | 9 | 15 | 18 | 45.9 | 45.9 | 321 | 6.9935
2010 | 9 | 15 | 19 | 40.5 | 40.5 | 287 | 7.0864
2010 | 9 | 15 | 20 | 61.3 | 61.3 | 437 | 7.1289
2010 | 9 | 15 | 21 | 70.6 | 70.6 | 497 | 7.0397
2010 | 9 | 15 | 22 | 85.9 | 85.9 | 605 | 7.0431
2010 | 9 | 15 | 23 | 73.3 | 73.3 | 524 | 7.1487
2010 | 9 | 15 | 24 | 34.9 | 34.9 | 247 | 7.0774
2010 | 9 | 16 | 1 | 16.9 | 16.9 | 118 | 6.9822
2010 | 9 | 16 | 2 | 12 | 12 | 81 | 6.75
2010 | 9 | 16 | 3 | 15.3 | 15.3 | 109 | 7.1242
2010 | 9 | 16 | 4 | 18 | 18 | 127 | 7.0556
2010 | 9 | 16 | 5 | 25.2 | 25.2 | 176 | 6.9841
2010 | 9 | 16 | 6 | 45.8 | 45.8 | 324 | 7.0742
2010 | 9 | 16 | 7 | 72.1 | 72.1 | 501 | 6.9487
2010 | 9 | 16 | 8 | 59.3 | 59.3 | 421 | 7.0995
2010 | 9 | 16 | 9 | 51.9 | 51.9 | 373 | 7.1869
2010 | 9 | 16 | 10 | 35.9 | 35.9 | 260 | 7.2423
2010 | 9 | 16 | 11 | 41.9 | 41.9 | 299 | 7.136
2010 | 9 | 16 | 12 | 38 | 38 | 275 | 7.2368
2010 | 9 | 16 | 13 | 56.5 | 56.5 | 402 | 7.115
2010 | 9 | 16 | 14 | 78.1 | 78.1 | 555 | 7.1063
2010 | 9 | 16 | 15 | 68.9 | 68.9 | 486 | 7.0537
2010 | 9 | 16 | 16 | 70.3 | 70.3 | 500 | 7.1124
2010 | 9 | 16 | 17 | 76.5 | 76.5 | 543 | 7.098
2010 | 9 | 16 | 18 | 75.1 | 75.1 | 530 | 7.0573
2010 | 9 | 16 | 19 | 53.2 | 53.2 | 380 | 7.1429
2010 | 9 | 16 | 20 | 72.2 | 72.2 | 514 | 7.1191
2010 | 9 | 16 | 21 | 72.9 | 72.9 | 517 | 7.0919
2010 | 9 | 16 | 22 | 62 | 62 | 442 | 7.129
2010 | 9 | 16 | 23 | 60.6 | 60.6 | 434 | 7.1617
2010 | 9 | 16 | 24 | 51.6 | 51.6 | 368 | 7.1318
2010 | 9 | 17 | 1 | 26.8 | 26.8 | 192 | 7.1642
2010 | 9 | 17 | 2 | 12.8 | 12.8 | 87 | 6.7969
2010 | 9 | 17 | 3 | 12.4 | 12.4 | 86 | 6.9355
2010 | 9 | 17 | 4 | 13.7 | 13.7 | 93 | 6.7883
2010 | 9 | 17 | 5 | 27 | 27 | 189 | 7
2010 | 9 | 17 | 6 | 44.3 | 44.3 | 317 | 7.1558
2010 | 9 | 17 | 7 | 71.2 | 71.2 | 503 | 7.0646
2010 | 9 | 17 | 8 | 55.5 | 55.5 | 394 | 7.0991
2010 | 9 | 17 | 9 | 70.8 | 70.8 | 508 | 7.1751
2010 | 9 | 17 | 10 | 54.4 | 54.4 | 384 | 7.0588
2010 | 9 | 17 | 11 | 34.6 | 34.6 | 247 | 7.1387
2010 | 9 | 17 | 12 | 22.5 | 22.5 | 159 | 7.0667
2010 | 9 | 17 | 13 | 50.9 | 50.9 | 362 | 7.112
2010 | 9 | 17 | 14 | 52.6 | 52.6 | 374 | 7.1103
2010 | 9 | 17 | 15 | 50.8 | 50.8 | 362 | 7.126
2010 | 9 | 17 | 16 | 25.8 | 25.8 | 181 | 7.0155
2010 | 9 | 17 | 17 | 57.6 | 57.6 | 410 | 7.1181
2010 | 9 | 17 | 18 | 80.6 | 80.6 | 570 | 7.072
2010 | 9 | 17 | 19 | 66.3 | 66.3 | 464 | 6.9985
2010 | 9 | 17 | 20 | 43.1 | 43.1 | 303 | 7.0302
2010 | 9 | 17 | 21 | 82.8 | 82.8 | 583 | 7.0411
2010 | 9 | 17 | 22 | 87.2 | 87.2 | 614 | 7.0413
2010 | 9 | 17 | 23 | 82.1 | 82.1 | 544 | 6.6261
2010 | 9 | 17 | 24 | 33.8 | 33.8 | 243 | 7.1893
2010 | 9 | 18 | 1 | 15.2 | 15.2 | 103 | 6.7763
2010 | 9 | 18 | 2 | 13.2 | 13.2 | 93 | 7.0455
2010 | 9 | 18 | 3 | 24.6 | 24.6 | 176 | 7.1545
2010 | 9 | 18 | 4 | 31.2 | 31.2 | 222 | 7.1154
2010 | 9 | 18 | 5 | 14.5 | 14.5 | 97 | 6.6897
2010 | 9 | 18 | 6 | 51.1 | 51.1 | 365 | 7.1429
2010 | 9 | 18 | 7 | 61 | 61 | 439 | 7.1967
2010 | 9 | 18 | 8 | 65.1 | 65.1 | 466 | 7.1582
2010 | 9 | 18 | 9 | 40.9 | 40.9 | 291 | 7.1149
2010 | 9 | 18 | 10 | 38.2 | 38.2 | 273 | 7.1466
2010 | 9 | 18 | 11 | 79 | 79 | 561 | 7.1013
2010 | 9 | 18 | 12 | 65.2 | 65.2 | 460 | 7.0552
2010 | 9 | 18 | 13 | 28.6 | 28.6 | 205 | 7.1678
2010 | 9 | 18 | 14 | 27.3 | 27.3 | 186 | 6.8132
2010 | 9 | 18 | 15 | 36.9 | 36.9 | 266 | 7.2087
2010 | 9 | 18 | 16 | 46.3 | 46.3 | 330 | 7.1274
2010 | 9 | 18 | 17 | 57.9 | 57.9 | 411 | 7.0984
2010 | 9 | 18 | 18 | 56.9 | 56.9 | 409 | 7.188
2010 | 9 | 18 | 19 | 78.6 | 78.6 | 557 | 7.0865
2010 | 9 | 18 | 20 | 60.2 | 60.2 | 429 | 7.1262
2010 | 9 | 18 | 21 | 52.2 | 52.2 | 372 | 7.1264
2010 | 9 | 18 | 22 | 62.5 | 62.5 | 450 | 7.2
2010 | 9 | 18 | 23 | 57.3 | 57.3 | 413 | 7.2077
2010 | 9 | 18 | 24 | 34 | 34 | 241 | 7.0882
2010 | 9 | 19 | 1 | 22.4 | 22.4 | 159 | 7.0982
2010 | 9 | 19 | 2 | 36.5 | 36.5 | 264 | 7.2329
2010 | 9 | 19 | 3 | 29 | 29 | 208 | 7.1724
2010 | 9 | 19 | 4 | 12.4 | 12.4 | 85 | 6.8548
2010 | 9 | 19 | 5 | 13.6 | 13.6 | 95 | 6.9853
2010 | 9 | 19 | 6 | 30.9 | 30.9 | 221 | 7.1521
2010 | 9 | 19 | 7 | 24.1 | 24.1 | 172 | 7.1369
2010 | 9 | 19 | 8 | 15.7 | 15.7 | 109 | 6.9427
2010 | 9 | 19 | 9 | 27 | 27 | 191 | 7.0741
2010 | 9 | 19 | 10 | 49.4 | 49.4 | 352 | 7.1255
2010 | 9 | 19 | 11 | 71.3 | 71.3 | 509 | 7.1388
2010 | 9 | 19 | 12 | 65.8 | 65.8 | 472 | 7.1733
2010 | 9 | 19 | 13 | 33.7 | 33.7 | 241 | 7.1513
2010 | 9 | 19 | 14 | 28.4 | 28.4 | 204 | 7.1831
2010 | 9 | 19 | 15 | 44.2 | 44.2 | 314 | 7.1041
2010 | 9 | 19 | 16 | 59.3 | 59.3 | 424 | 7.1501
2010 | 9 | 19 | 17 | 61.4 | 61.4 | 440 | 7.1661
2010 | 9 | 19 | 18 | 49.8 | 49.8 | 358 | 7.1888
2010 | 9 | 19 | 19 | 32.5 | 32.5 | 235 | 7.2308
2010 | 9 | 19 | 20 | 41.5 | 41.5 | 295 | 7.1084
2010 | 9 | 19 | 21 | 57.8 | 57.8 | 413 | 7.1453
2010 | 9 | 19 | 22 | 56.4 | 56.4 | 394 | 6.9858
2010 | 9 | 19 | 23 | 55.1 | 55.1 | 416 | 7.5499
2010 | 9 | 19 | 24 | 24.6 | 24.6 | 173 | 7.0325
2010 | 9 | 20 | 1 | 35.1 | 35.1 | 257 | 7.3219
2010 | 9 | 20 | 2 | 23.7 | 23.7 | 170 | 7.173
2010 | 9 | 20 | 3 | 18.9 | 18.9 | 135 | 7.1429
2010 | 9 | 20 | 4 | 12.7 | 12.7 | 88 | 6.9291
2010 | 9 | 20 | 5 | 24.7 | 24.7 | 176 | 7.1255
2010 | 9 | 20 | 6 | 45.1 | 45.1 | 320 | 7.0953
2010 | 9 | 20 | 7 | 74.6 | 74.6 | 530 | 7.1046
2010 | 9 | 20 | 8 | 58.3 | 58.3 | 417 | 7.1527
2010 | 9 | 20 | 9 | 53.4 | 53.4 | 383 | 7.1723
2010 | 9 | 20 | 10 | 66.3 | 66.3 | 472 | 7.1192
2010 | 9 | 20 | 11 | 94.7 | 94.7 | 661 | 6.9799
2010 | 9 | 20 | 12 | 105.6 | 105.6 | 733 | 6.9413
2010 | 9 | 20 | 13 | 46.2 | 46.2 | 327 | 7.0779
2010 | 9 | 20 | 14 | 30 | 30 | 212 | 7.0667
2010 | 9 | 20 | 15 | 47.7 | 47.7 | 340 | 7.1279
2010 | 9 | 20 | 16 | 92 | 92 | 645 | 7.0109
2010 | 9 | 20 | 17 | 93.8 | 93.8 | 657 | 7.0043
2010 | 9 | 20 | 18 | 43.5 | 43.5 | 309 | 7.1034
2010 | 9 | 20 | 19 | 34.6 | 34.6 | 247 | 7.1387
2010 | 9 | 20 | 20 | 65.2 | 65.2 | 462 | 7.0859
2010 | 9 | 20 | 21 | 75.2 | 75.2 | 532 | 7.0745
2010 | 9 | 20 | 22 | 80.6 | 80.6 | 575 | 7.134
2010 | 9 | 20 | 23 | 53.6 | 53.6 | 388 | 7.2388
2010 | 9 | 20 | 24 | 41.8 | 41.8 | 300 | 7.177
2010 | 9 | 21 | 1 | 22.2 | 22.2 | 159 | 7.1622
2010 | 9 | 21 | 2 | 40.6 | 40.6 | 290 | 7.1429
2010 | 9 | 21 | 3 | 69.3 | 69.3 | 496 | 7.1573
2010 | 9 | 21 | 4 | 63.8 | 63.8 | 453 | 7.1003
2010 | 9 | 21 | 5 | 34.2 | 34.2 | 244 | 7.1345
2010 | 9 | 21 | 6 | 29.6 | 29.6 | 210 | 7.0946
2010 | 9 | 21 | 7 | 73.9 | 73.9 | 524 | 7.0907
2010 | 9 | 21 | 8 | 56 | 56 | 397 | 7.0893
2010 | 9 | 21 | 9 | 62 | 62 | 438 | 7.0645
2010 | 9 | 21 | 10 | 89.7 | 89.7 | 630 | 7.0234
2010 | 9 | 21 | 11 | 109.7 | 109.7 | 759 | 6.9189
2010 | 9 | 21 | 12 | 93 | 93 | 654 | 7.0323
2010 | 9 | 21 | 13 | 72.3 | 72.3 | 506 | 6.9986
2010 | 9 | 21 | 14 | 75.5 | 75.5 | 529 | 7.0066
2010 | 9 | 21 | 15 | 59.6 | 59.6 | 422 | 7.0805
2010 | 9 | 21 | 16 | 62.2 | 62.2 | 443 | 7.1222
2010 | 9 | 21 | 17 | 64.7 | 64.7 | 460 | 7.1097
2010 | 9 | 21 | 18 | 59.7 | 59.7 | 389 | 6.5159
2010 | 9 | 21 | 19 | 68 | 68 | 482 | 7.0882
2010 | 9 | 21 | 20 | 86.9 | 86.9 | 611 | 7.0311
2010 | 9 | 21 | 21 | 89 | 89 | 626 | 7.0337
2010 | 9 | 21 | 22 | 86.2 | 86.2 | 591 | 6.8561
2010 | 9 | 21 | 23 | 69.8 | 69.8 | 500 | 7.1633
2010 | 9 | 21 | 24 | 41 | 41 | 297 | 7.2439
2010 | 9 | 22 | 1 | 24.4 | 24.4 | 175 | 7.1721
2010 | 9 | 22 | 2 | 25 | 25 | 178 | 7.12
2010 | 9 | 22 | 3 | 40.1 | 40.1 | 285 | 7.1072
2010 | 9 | 22 | 4 | 43.9 | 43.9 | 314 | 7.1526
2010 | 9 | 22 | 5 | 34.9 | 34.9 | 247 | 7.0774
2010 | 9 | 22 | 6 | 47.4 | 47.4 | 340 | 7.173
2010 | 9 | 22 | 7 | 68.9 | 68.9 | 486 | 7.0537
2010 | 9 | 22 | 8 | 65.9 | 65.9 | 469 | 7.1168
2010 | 9 | 22 | 9 | 78.5 | 78.5 | 557 | 7.0955
2010 | 9 | 22 | 10 | 59.6 | 59.6 | 422 | 7.0805
2010 | 9 | 22 | 11 | 60.8 | 60.8 | 431 | 7.0888
2010 | 9 | 22 | 12 | 84.4 | 84.4 | 582 | 6.8957
2010 | 9 | 22 | 13 | 91.3 | 91.3 | 630 | 6.9003
2010 | 9 | 22 | 14 | 80.9 | 80.9 | 551 | 6.8109
2010 | 9 | 22 | 15 | 52.5 | 52.5 | 372 | 7.0857
2010 | 9 | 22 | 16 | 42.3 | 42.3 | 301 | 7.1158
2010 | 9 | 22 | 17 | 80.5 | 80.5 | 572 | 7.1056
2010 | 9 | 22 | 18 | 72.5 | 72.5 | 511 | 7.0483
2010 | 9 | 22 | 19 | 63.5 | 63.5 | 451 | 7.1024
2010 | 9 | 22 | 20 | 65.2 | 65.2 | 464 | 7.1166
2010 | 9 | 22 | 21 | 73.7 | 73.7 | 525 | 7.1235
2010 | 9 | 22 | 22 | 51.9 | 51.9 | 372 | 7.1676
2010 | 9 | 22 | 23 | 58.2 | 58.2 | 418 | 7.1821
2010 | 9 | 22 | 24 | 44.8 | 44.8 | 321 | 7.1652
2010 | 9 | 23 | 1 | 28.8 | 28.8 | 207 | 7.1875
2010 | 9 | 23 | 2 | 20.5 | 20.5 | 147 | 7.1707
2010 | 9 | 23 | 3 | 26.4 | 26.4 | 189 | 7.1591
2010 | 9 | 23 | 4 | 30.8 | 30.8 | 220 | 7.1429
2010 | 9 | 23 | 5 | 32.4 | 32.4 | 233 | 7.1914
2010 | 9 | 23 | 6 | 41 | 41 | 291 | 7.0976
2010 | 9 | 23 | 7 | 64.8 | 64.8 | 454 | 7.0062
2010 | 9 | 23 | 8 | 91.3 | 91.3 | 639 | 6.9989
2010 | 9 | 23 | 9 | 119.5 | 119.5 | 822 | 6.8787
2010 | 9 | 23 | 10 | 118.7 | 118.7 | 813 | 6.8492
2010 | 9 | 23 | 11 | 103.6 | 103.6 | 708 | 6.834
2010 | 9 | 23 | 12 | 46.1 | 46.1 | 325 | 7.0499
2010 | 9 | 23 | 13 | 87.1 | 87.1 | 616 | 7.0723
2010 | 9 | 23 | 14 | 73.2 | 73.2 | 511 | 6.9809
2010 | 9 | 23 | 15 | 35.5 | 35.5 | 250 | 7.0423
2010 | 9 | 23 | 16 | 30.7 | 30.7 | 180 | 5.8632
2010 | 9 | 23 | 17 | 71.5 | 71.5 | 507 | 7.0909
2010 | 9 | 23 | 18 | 86.5 | 86.5 | 609 | 7.0405
2010 | 9 | 23 | 19 | 64.7 | 64.7 | 458 | 7.0788
2010 | 9 | 23 | 20 | 40.2 | 40.2 | 289 | 7.1891
2010 | 9 | 23 | 21 | 44 | 44 | 318 | 7.2273
2010 | 9 | 23 | 22 | 40.4 | 40.4 | 290 | 7.1782
2010 | 9 | 23 | 23 | 52.7 | 52.7 | 375 | 7.1157
2010 | 9 | 23 | 24 | 48.5 | 48.5 | 312 | 6.433
2010 | 9 | 24 | 1 | 57.7 | 57.7 | 413 | 7.1577
2010 | 9 | 24 | 2 | 32 | 32 | 232 | 7.25
2010 | 9 | 24 | 3 | 32.7 | 32.7 | 236 | 7.2171
2010 | 9 | 24 | 4 | 42.2 | 42.2 | 302 | 7.1564
2010 | 9 | 24 | 5 | 40.6 | 40.6 | 292 | 7.1921
2010 | 9 | 24 | 6 | 40 | 40 | 282 | 7.05
2010 | 9 | 24 | 7 | 62.3 | 62.3 | 446 | 7.1589
2010 | 9 | 24 | 8 | 68.4 | 68.4 | 486 | 7.1053
2010 | 9 | 24 | 9 | 77.6 | 77.6 | 551 | 7.1005
2010 | 9 | 24 | 10 | 88.2 | 88.2 | 621 | 7.0408
2010 | 9 | 24 | 11 | 85.6 | 85.6 | 601 | 7.021
2010 | 9 | 24 | 12 | 81.3 | 81.3 | 576 | 7.0849
2010 | 9 | 24 | 13 | 72.4 | 72.4 | 515 | 7.1133
2010 | 9 | 24 | 14 | 79.9 | 79.9 | 566 | 7.0839
2010 | 9 | 24 | 15 | 66.6 | 66.6 | 473 | 7.1021
2010 | 9 | 24 | 16 | 52.5 | 52.5 | 373 | 7.1048
2010 | 9 | 24 | 17 | 78.5 | 78.5 | 557 | 7.0955
2010 | 9 | 24 | 18 | 84.1 | 84.1 | 592 | 7.0392
2010 | 9 | 24 | 19 | 79.1 | 79.1 | 560 | 7.0796
2010 | 9 | 24 | 20 | 72.4 | 72.4 | 516 | 7.1271
2010 | 9 | 24 | 21 | 80.3 | 80.3 | 569 | 7.0859
2010 | 9 | 24 | 22 | 66.8 | 66.8 | 475 | 7.1108
2010 | 9 | 24 | 23 | 63.5 | 63.5 | 456 | 7.1811
2010 | 9 | 24 | 24 | 56.9 | 56.9 | 408 | 7.1705
2010 | 9 | 25 | 1 | 33.8 | 33.8 | 243 | 7.1893
2010 | 9 | 25 | 2 | 27.2 | 27.2 | 197 | 7.2426
2010 | 9 | 25 | 3 | 31.7 | 31.7 | 226 | 7.1293
2010 | 9 | 25 | 4 | 34.1 | 34.1 | 246 | 7.2141
2010 | 9 | 25 | 5 | 18.9 | 18.9 | 136 | 7.1958
2010 | 9 | 25 | 6 | 29 | 29 | 206 | 7.1034
2010 | 9 | 25 | 7 | 37.4 | 37.4 | 268 | 7.1658
2010 | 9 | 25 | 8 | 43.9 | 43.9 | 314 | 7.1526
2010 | 9 | 25 | 9 | 40.7 | 40.7 | 290 | 7.1253
2010 | 9 | 25 | 10 | 57.8 | 57.8 | 413 | 7.1453
2010 | 9 | 25 | 11 | 66.1 | 66.1 | 469 | 7.0953
2010 | 9 | 25 | 12 | 73.4 | 73.4 | 524 | 7.139
2010 | 9 | 25 | 13 | 70 | 70 | 497 | 7.1
2010 | 9 | 25 | 14 | 63.8 | 63.8 | 456 | 7.1473
2010 | 9 | 25 | 15 | 63.3 | 63.3 | 450 | 7.109
2010 | 9 | 25 | 16 | 71.6 | 71.6 | 510 | 7.1229
2010 | 9 | 25 | 17 | 81.6 | 81.6 | 573 | 7.0221
2010 | 9 | 25 | 18 | 86.3 | 86.3 | 609 | 7.0568
2010 | 9 | 25 | 19 | 79.5 | 79.5 | 564 | 7.0943
2010 | 9 | 25 | 20 | 80.2 | 80.2 | 568 | 7.0823
2010 | 9 | 25 | 21 | 62.1 | 62.1 | 440 | 7.0853
2010 | 9 | 25 | 22 | 59.2 | 59.2 | 424 | 7.1622
2010 | 9 | 25 | 23 | 70.9 | 70.9 | 505 | 7.1227
2010 | 9 | 25 | 24 | 56.1 | 56.1 | 402 | 7.1658
2010 | 9 | 26 | 1 | 35.1 | 35.1 | 253 | 7.208
2010 | 9 | 26 | 2 | 12.2 | 12.2 | 84 | 6.8852
2010 | 9 | 26 | 3 | 13.9 | 13.9 | 98 | 7.0504
2010 | 9 | 26 | 4 | 13.6 | 13.6 | 95 | 6.9853
2010 | 9 | 26 | 5 | 18 | 18 | 128 | 7.1111
2010 | 9 | 26 | 6 | 28.6 | 28.6 | 207 | 7.2378
2010 | 9 | 26 | 7 | 27.8 | 27.8 | 197 | 7.0863
2010 | 9 | 26 | 8 | 39 | 39 | 277 | 7.1026
2010 | 9 | 26 | 9 | 31.8 | 31.8 | 227 | 7.1384
2010 | 9 | 26 | 10 | 39.6 | 39.6 | 286 | 7.2222
2010 | 9 | 26 | 11 | 58.5 | 58.5 | 418 | 7.1453
2010 | 9 | 26 | 12 | 58.6 | 58.6 | 419 | 7.1502
2010 | 9 | 26 | 13 | 37.9 | 37.9 | 270 | 7.124
2010 | 9 | 26 | 14 | 46.2 | 46.2 | 333 | 7.2078
2010 | 9 | 26 | 15 | 52.5 | 52.5 | 374 | 7.1238
2010 | 9 | 26 | 16 | 71.6 | 71.6 | 510 | 7.1229
2010 | 9 | 26 | 17 | 44.3 | 44.3 | 313 | 7.0655
2010 | 9 | 26 | 18 | 72.1 | 72.1 | 514 | 7.129
2010 | 9 | 26 | 19 | 103.5 | 103.5 | 717 | 6.9275
2010 | 9 | 26 | 20 | 109.4 | 109.4 | 754 | 6.8921
2010 | 9 | 26 | 21 | 84 | 84 | 585 | 6.9643
2010 | 9 | 26 | 22 | 77.1 | 77.1 | 548 | 7.1077
2010 | 9 | 26 | 23 | 75.3 | 75.3 | 521 | 6.919
2010 | 9 | 26 | 24 | 62.1 | 62.1 | 445 | 7.1659
2010 | 9 | 27 | 1 | 41.9 | 41.9 | 304 | 7.2554
2010 | 9 | 27 | 2 | 38 | 38 | 278 | 7.3158
2010 | 9 | 27 | 3 | 19.8 | 19.8 | 141 | 7.1212
2010 | 9 | 27 | 4 | 15 | 15 | 106 | 7.0667
2010 | 9 | 27 | 5 | 37.9 | 37.9 | 272 | 7.1768
2010 | 9 | 27 | 6 | 54.4 | 54.4 | 392 | 7.2059
2010 | 9 | 27 | 7 | 65.5 | 65.5 | 464 | 7.084
2010 | 9 | 27 | 8 | 48.9 | 48.9 | 354 | 7.2393
2010 | 9 | 27 | 9 | 70.2 | 70.2 | 503 | 7.1652
2010 | 9 | 27 | 10 | 67.4 | 67.4 | 479 | 7.1068
2010 | 9 | 27 | 11 | 67.4 | 67.4 | 471 | 6.9881
2010 | 9 | 27 | 12 | 76.1 | 76.1 | 533 | 7.0039
2010 | 9 | 27 | 13 | 136.3 | 136.3 | 924 | 6.7792
2010 | 9 | 27 | 14 | 135.7 | 135.7 | 911 | 6.7133
2010 | 9 | 27 | 15 | 103 | 103 | 705 | 6.8447
2010 | 9 | 27 | 16 | 80.5 | 80.5 | 558 | 6.9317
2010 | 9 | 27 | 17 | 107.5 | 107.5 | 752 | 6.9953
2010 | 9 | 27 | 18 | 81.5 | 81.5 | 572 | 7.0184
2010 | 9 | 27 | 19 | 71 | 71 | 498 | 7.0141
2010 | 9 | 27 | 20 | 77.8 | 77.8 | 547 | 7.0308
2010 | 9 | 27 | 21 | 105.1 | 105.1 | 732 | 6.9648
2010 | 9 | 27 | 22 | 104 | 104 | 721 | 6.9327
2010 | 9 | 27 | 23 | 92 | 92 | 648 | 7.0435
2010 | 9 | 27 | 24 | 74.7 | 74.7 | 532 | 7.1218
2010 | 9 | 28 | 1 | 30.9 | 30.9 | 222 | 7.1845
2010 | 9 | 28 | 2 | 12 | 12 | 85 | 7.0833
2010 | 9 | 28 | 3 | 14.8 | 14.8 | 106 | 7.1622
2010 | 9 | 28 | 4 | 19.8 | 19.8 | 141 | 7.1212
2010 | 9 | 28 | 5 | 31.5 | 31.5 | 225 | 7.1429
2010 | 9 | 28 | 6 | 54.1 | 54.1 | 386 | 7.1349
2010 | 9 | 28 | 7 | 74.2 | 74.2 | 524 | 7.062
2010 | 9 | 28 | 8 | 80.3 | 80.3 | 568 | 7.0735
2010 | 9 | 28 | 9 | 89.1 | 89.1 | 629 | 7.0595
2010 | 9 | 28 | 10 | 75.5 | 75.5 | 535 | 7.0861
2010 | 9 | 28 | 11 | 43.4 | 43.4 | 309 | 7.1198
2010 | 9 | 28 | 12 | 48.3 | 48.3 | 348 | 7.205
2010 | 9 | 28 | 13 | 69.7 | 69.7 | 495 | 7.1019
2010 | 9 | 28 | 14 | 76.7 | 76.7 | 540 | 7.0404
2010 | 9 | 28 | 15 | 64 | 64 | 454 | 7.0938
2010 | 9 | 28 | 16 | 71.8 | 71.8 | 511 | 7.117
2010 | 9 | 28 | 17 | 103.6 | 103.6 | 726 | 7.0077
2010 | 9 | 28 | 18 | 98.6 | 98.6 | 685 | 6.9473
2010 | 9 | 28 | 19 | 84.2 | 84.2 | 591 | 7.019
2010 | 9 | 28 | 20 | 106 | 106 | 735 | 6.934
2010 | 9 | 28 | 21 | 103.3 | 103.3 | 717 | 6.9409
2010 | 9 | 28 | 22 | 76.8 | 76.8 | 544 | 7.0833
2010 | 9 | 28 | 23 | 66.7 | 66.7 | 477 | 7.1514
2010 | 9 | 28 | 24 | 53 | 53 | 378 | 7.1321
2010 | 9 | 29 | 2 | 42.2 | 42.2 | 305 | 7.2275
2010 | 9 | 29 | 3 | 45.8 | 45.8 | 331 | 7.2271
2010 | 9 | 29 | 4 | 39.7 | 39.7 | 285 | 7.1788
2010 | 9 | 29 | 5 | 20 | 20 | 141 | 7.05
2010 | 9 | 29 | 6 | 42.8 | 42.8 | 307 | 7.1729
2010 | 9 | 29 | 7 | 60 | 60 | 427 | 7.1167
2010 | 9 | 29 | 8 | 43.8 | 43.8 | 309 | 7.0548
2010 | 9 | 29 | 9 | 82.1 | 82.1 | 584 | 7.1133
2010 | 9 | 29 | 10 | 94.5 | 94.5 | 662 | 7.0053
2010 | 9 | 29 | 11 | 74 | 74 | 522 | 7.0541
2010 | 9 | 29 | 12 | 80.2 | 80.2 | 572 | 7.1322
2010 | 9 | 29 | 13 | 89.8 | 89.8 | 633 | 7.049
2010 | 9 | 29 | 14 | 89.5 | 89.5 | 625 | 6.9832
2010 | 9 | 29 | 15 | 66.9 | 66.9 | 470 | 7.0254
2010 | 9 | 29 | 16 | 100.2 | 100.2 | 702 | 7.006
2010 | 9 | 29 | 17 | 117.1 | 117.1 | 807 | 6.8915
2010 | 9 | 29 | 18 | 103 | 103 | 713 | 6.9223
2010 | 9 | 29 | 19 | 84.2 | 84.2 | 593 | 7.0428
2010 | 9 | 29 | 20 | 87 | 87 | 613 | 7.046
2010 | 9 | 29 | 21 | 98.6 | 98.6 | 682 | 6.9168
2010 | 9 | 29 | 22 | 84.2 | 84.2 | 595 | 7.0665
2010 | 9 | 29 | 23 | 95.3 | 95.3 | 672 | 7.0514
2010 | 9 | 29 | 24 | 68 | 68 | 485 | 7.1324
2010 | 9 | 30 | 1 | 13 | 13 | 89 | 6.8462
2010 | 9 | 30 | 2 | 11.8 | 11.8 | 83 | 7.0339
2010 | 9 | 30 | 3 | 12.6 | 12.6 | 87 | 6.9048
2010 | 9 | 30 | 4 | 12.5 | 12.5 | 86 | 6.88
2010 | 9 | 30 | 5 | 17.5 | 17.5 | 121 | 6.9143
2010 | 9 | 30 | 6 | 62.5 | 62.5 | 446 | 7.136
2010 | 9 | 30 | 7 | 86.3 | 86.3 | 603 | 6.9873
2010 | 9 | 30 | 8 | 68.1 | 68.1 | 481 | 7.0631
2010 | 9 | 30 | 9 | 66 | 66 | 470 | 7.1212
2010 | 9 | 30 | 10 | 73.6 | 73.6 | 519 | 7.0516
2010 | 9 | 30 | 11 | 58.7 | 58.7 | 417 | 7.1039
2010 | 9 | 30 | 12 | 40.3 | 40.3 | 284 | 7.0471
2010 | 9 | 30 | 13 | 53.7 | 53.7 | 380 | 7.0764
2010 | 9 | 30 | 14 | 85.8 | 85.8 | 603 | 7.028
2010 | 9 | 30 | 15 | 85.5 | 85.5 | 596 | 6.9708
2010 | 9 | 30 | 16 | 85.8 | 85.8 | 604 | 7.0396
2010 | 9 | 30 | 17 | 94 | 94 | 666 | 7.0851
2010 | 9 | 30 | 18 | 100.2 | 100.2 | 706 | 7.0459
2010 | 9 | 30 | 19 | 91.4 | 91.4 | 643 | 7.035
2010 | 9 | 30 | 20 | 97.2 | 97.2 | 686 | 7.0576
2010 | 9 | 30 | 21 | 114.4 | 114.4 | 797 | 6.9668
2010 | 9 | 30 | 22 | 91.4 | 91.4 | 644 | 7.046
2010 | 9 | 30 | 23 | 70.1 | 70.1 | 503 | 7.1755
2010 | 9 | 30 | 24 | 34.3 | 34.3 | 249 | 7.2595
2010 | 10 | 1 | 1 | 11.9 | 11.9 | 85 | 7.1429
2010 | 10 | 1 | 2 | 12 | 12 | 82 | 6.8333
2010 | 10 | 1 | 4 | 15.2 | 15.2 | 106 | 6.9737
2010 | 10 | 1 | 5 | 31.3 | 31.3 | 226 | 7.2204
2010 | 10 | 1 | 6 | 53.8 | 53.8 | 386 | 7.1747
2010 | 10 | 1 | 7 | 81.9 | 81.9 | 580 | 7.0818
2010 | 10 | 1 | 8 | 67.2 | 67.2 | 479 | 7.128
2010 | 10 | 1 | 9 | 95.9 | 95.9 | 679 | 7.0803
2010 | 10 | 1 | 10 | 84.5 | 84.5 | 600 | 7.1006
2010 | 10 | 1 | 11 | 53.1 | 53.1 | 381 | 7.1751
2010 | 10 | 1 | 12 | 51.1 | 51.1 | 366 | 7.1624
2010 | 10 | 1 | 13 | 91.2 | 91.2 | 646 | 7.0833
2010 | 10 | 1 | 14 | 115.3 | 115.3 | 796 | 6.9037
2010 | 10 | 1 | 15 | 108.7 | 108.7 | 756 | 6.9549
2010 | 10 | 1 | 16 | 111.6 | 111.6 | 778 | 6.9713
2010 | 10 | 1 | 17 | 100.4 | 100.4 | 705 | 7.0219
2010 | 10 | 1 | 18 | 82.2 | 82.2 | 583 | 7.0925
2010 | 10 | 1 | 19 | 85.3 | 85.3 | 613 | 7.1864
2010 | 10 | 1 | 20 | 104.3 | 104.3 | 733 | 7.0278
2010 | 10 | 1 | 21 | 107.3 | 107.3 | 750 | 6.9897
2010 | 10 | 1 | 22 | 104.4 | 104.4 | 733 | 7.0211
2010 | 10 | 1 | 23 | 103.3 | 103.3 | 729 | 7.0571
2010 | 10 | 1 | 24 | 70.2 | 70.2 | 503 | 7.1652
2010 | 10 | 2 | 1 | 40.3 | 40.3 | 293 | 7.2705
2010 | 10 | 2 | 2 | 20.8 | 20.8 | 151 | 7.2596
2010 | 10 | 2 | 3 | 23.1 | 23.1 | 165 | 7.1429
2010 | 10 | 2 | 4 | 47.3 | 47.3 | 339 | 7.167
2010 | 10 | 2 | 5 | 63.2 | 63.2 | 451 | 7.1361
2010 | 10 | 2 | 6 | 64.5 | 64.5 | 462 | 7.1628
2010 | 10 | 2 | 7 | 53.5 | 53.5 | 385 | 7.1963
2010 | 10 | 2 | 8 | 36.7 | 36.7 | 266 | 7.248
2010 | 10 | 2 | 9 | 52.7 | 52.7 | 377 | 7.1537
2010 | 10 | 2 | 10 | 60.7 | 60.7 | 431 | 7.1005
2010 | 10 | 2 | 11 | 74.2 | 74.2 | 523 | 7.0485
2010 | 10 | 2 | 12 | 100.7 | 100.7 | 702 | 6.9712
2010 | 10 | 2 | 13 | 96.6 | 96.6 | 679 | 7.029
2010 | 10 | 2 | 14 | 89.1 | 89.1 | 631 | 7.0819
2010 | 10 | 2 | 15 | 83.6 | 83.6 | 594 | 7.1053
2010 | 10 | 2 | 16 | 91.5 | 91.5 | 651 | 7.1148
2010 | 10 | 2 | 17 | 81.4 | 81.4 | 577 | 7.0885
2010 | 10 | 2 | 18 | 74.7 | 74.7 | 532 | 7.1218
2010 | 10 | 2 | 19 | 93.1 | 93.1 | 658 | 7.0677
2010 | 10 | 2 | 20 | 109.1 | 109.1 | 754 | 6.9111
2010 | 10 | 2 | 21 | 104.6 | 104.6 | 726 | 6.9407
2010 | 10 | 2 | 22 | 102.5 | 102.5 | 721 | 7.0341
2010 | 10 | 2 | 23 | 74.1 | 74.1 | 527 | 7.112
2010 | 10 | 2 | 24 | 42.4 | 42.4 | 301 | 7.0991
2010 | 10 | 3 | 1 | 16.1 | 16.1 | 107 | 6.646
2010 | 10 | 3 | 2 | 15.9 | 15.9 | 107 | 6.7296
2010 | 10 | 3 | 3 | 31.1 | 31.1 | 230 | 7.3955
2010 | 10 | 3 | 4 | 32.4 | 32.4 | 232 | 7.1605
2010 | 10 | 3 | 5 | 28.9 | 28.9 | 209 | 7.2318
2010 | 10 | 3 | 6 | 22.4 | 22.4 | 157 | 7.0089
2010 | 10 | 3 | 7 | 35.1 | 35.1 | 252 | 7.1795
2010 | 10 | 3 | 8 | 43.3 | 43.3 | 316 | 7.2979
2010 | 10 | 3 | 9 | 48.4 | 48.4 | 348 | 7.1901
2010 | 10 | 3 | 10 | 30.1 | 30.1 | 217 | 7.2093
2010 | 10 | 3 | 11 | 48.7 | 48.7 | 344 | 7.0637
2010 | 10 | 3 | 12 | 76.7 | 76.7 | 548 | 7.1447
2010 | 10 | 3 | 13 | 52.1 | 52.1 | 370 | 7.1017
2010 | 10 | 3 | 14 | 50.7 | 50.7 | 360 | 7.1006
2010 | 10 | 3 | 15 | 72.2 | 72.2 | 514 | 7.1191
2010 | 10 | 3 | 16 | 83.6 | 83.6 | 589 | 7.0455
2010 | 10 | 3 | 17 | 63.2 | 63.2 | 454 | 7.1835
2010 | 10 | 3 | 18 | 52.6 | 52.6 | 379 | 7.2053
2010 | 10 | 3 | 19 | 65.3 | 65.3 | 469 | 7.1822
2010 | 10 | 3 | 20 | 80.7 | 80.7 | 570 | 7.0632
2010 | 10 | 3 | 21 | 97.3 | 97.3 | 682 | 7.0092
2010 | 10 | 3 | 22 | 90.4 | 90.4 | 644 | 7.1239
2010 | 10 | 3 | 23 | 66.1 | 66.1 | 478 | 7.2315
2010 | 10 | 3 | 24 | 25.7 | 25.7 | 183 | 7.1206
2010 | 10 | 4 | 1 | 33.7 | 33.7 | 248 | 7.3591
2010 | 10 | 4 | 2 | 14 | 14 | 98 | 7
2010 | 10 | 4 | 3 | 24.5 | 24.5 | 177 | 7.2245
2010 | 10 | 4 | 4 | 40.8 | 40.8 | 295 | 7.2304
2010 | 10 | 4 | 5 | 51.6 | 51.6 | 372 | 7.2093
2010 | 10 | 4 | 6 | 49.2 | 49.2 | 353 | 7.1748
2010 | 10 | 4 | 7 | 54 | 54 | 385 | 7.1296
2010 | 10 | 4 | 8 | 75.6 | 75.6 | 541 | 7.1561
2010 | 10 | 4 | 9 | 108.6 | 108.6 | 760 | 6.9982
2010 | 10 | 4 | 10 | 107.7 | 107.7 | 751 | 6.9731
2010 | 10 | 4 | 11 | 89.1 | 89.1 | 624 | 7.0034
2010 | 10 | 4 | 12 | 86.8 | 86.8 | 603 | 6.947
2010 | 10 | 4 | 13 | 88.3 | 88.3 | 627 | 7.1008
2010 | 10 | 4 | 14 | 59.3 | 59.3 | 423 | 7.1332
2010 | 10 | 4 | 15 | 64.2 | 64.2 | 497 | 7.7414
2010 | 10 | 4 | 16 | 93.7 | 93.7 | 665 | 7.0971
2010 | 10 | 4 | 17 | 95 | 95 | 670 | 7.0526
2010 | 10 | 4 | 18 | 89.5 | 89.5 | 634 | 7.0838
2010 | 10 | 4 | 19 | 76.8 | 76.8 | 547 | 7.1224
2010 | 10 | 4 | 20 | 91 | 91 | 646 | 7.0989
2010 | 10 | 4 | 21 | 77.8 | 77.8 | 552 | 7.0951
2010 | 10 | 4 | 22 | 85.1 | 85.1 | 609 | 7.1563
2010 | 10 | 4 | 23 | 76 | 76 | 542 | 7.1316
2010 | 10 | 4 | 24 | 63.1 | 63.1 | 453 | 7.1791
2010 | 10 | 5 | 1 | 54.6 | 54.6 | 396 | 7.2527
2010 | 10 | 5 | 2 | 39.8 | 39.8 | 290 | 7.2864
2010 | 10 | 5 | 3 | 18 | 18 | 130 | 7.2222
2010 | 10 | 5 | 4 | 21.5 | 21.5 | 153 | 7.1163
2010 | 10 | 5 | 5 | 37.9 | 37.9 | 275 | 7.2559
2010 | 10 | 5 | 6 | 51.6 | 51.6 | 366 | 7.093
2010 | 10 | 5 | 7 | 78.2 | 78.2 | 549 | 7.0205
2010 | 10 | 5 | 8 | 76.3 | 76.3 | 543 | 7.1166
2010 | 10 | 5 | 9 | 99.3 | 99.3 | 701 | 7.0594
2010 | 10 | 5 | 10 | 89.7 | 89.7 | 633 | 7.0569
2010 | 10 | 5 | 11 | 63 | 63 | 450 | 7.1429
2010 | 10 | 5 | 12 | 67.1 | 67.1 | 480 | 7.1535
2010 | 10 | 5 | 13 | 99.3 | 99.3 | 697 | 7.0191
2010 | 10 | 5 | 14 | 118.5 | 118.5 | 818 | 6.903
2010 | 10 | 5 | 15 | 101.3 | 101.3 | 711 | 7.0188
2010 | 10 | 5 | 16 | 94.1 | 94.1 | 665 | 7.067
2010 | 10 | 5 | 17 | 94.5 | 94.5 | 668 | 7.0688
2010 | 10 | 5 | 18 | 83.4 | 83.4 | 588 | 7.0504
2010 | 10 | 5 | 19 | 98.6 | 98.6 | 694 | 7.0385
2010 | 10 | 5 | 20 | 118.7 | 118.7 | 822 | 6.925
2010 | 10 | 5 | 21 | 112.9 | 112.9 | 785 | 6.9531
2010 | 10 | 5 | 22 | 109.2 | 109.2 | 764 | 6.9963
2010 | 10 | 5 | 23 | 81 | 81 | 573 | 7.0741
2010 | 10 | 5 | 24 | 49 | 49 | 356 | 7.2653
2010 | 10 | 6 | 1 | 13.6 | 13.6 | 93 | 6.8382
2010 | 10 | 6 | 2 | 18 | 18 | 131 | 7.2778
2010 | 10 | 6 | 3 | 51.9 | 51.9 | 376 | 7.2447
2010 | 10 | 6 | 4 | 61.3 | 61.3 | 439 | 7.1615
2010 | 10 | 6 | 5 | 57 | 57 | 411 | 7.2105
2010 | 10 | 6 | 6 | 42.6 | 42.6 | 308 | 7.23
2010 | 10 | 6 | 7 | 62.4 | 62.4 | 448 | 7.1795
2010 | 10 | 6 | 8 | 61.8 | 61.8 | 442 | 7.1521
2010 | 10 | 6 | 9 | 105.5 | 105.5 | 741 | 7.0237
2010 | 10 | 6 | 10 | 121.4 | 121.4 | 837 | 6.8946
2010 | 10 | 6 | 11 | 123.9 | 123.9 | 856 | 6.9088
2010 | 10 | 6 | 12 | 121.4 | 121.4 | 842 | 6.9357
2010 | 10 | 6 | 13 | 100.6 | 100.6 | 702 | 6.9781
2010 | 10 | 6 | 14 | 77.7 | 77.7 | 550 | 7.0785
2010 | 10 | 6 | 15 | 61.9 | 61.9 | 442 | 7.1405
2010 | 10 | 6 | 16 | 77.1 | 77.1 | 550 | 7.1336
2010 | 10 | 6 | 17 | 90.6 | 90.6 | 640 | 7.064
2010 | 10 | 6 | 18 | 102.1 | 102.1 | 719 | 7.0421
2010 | 10 | 6 | 19 | 100.6 | 100.6 | 697 | 6.9284
2010 | 10 | 6 | 20 | 103 | 103 | 724 | 7.0291
2010 | 10 | 6 | 21 | 97.8 | 97.8 | 688 | 7.0348
2010 | 10 | 6 | 22 | 100.6 | 100.6 | 708 | 7.0378
2010 | 10 | 6 | 23 | 89.9 | 89.9 | 639 | 7.1079
2010 | 10 | 6 | 24 | 90 | 90 | 638 | 7.0889
2010 | 10 | 7 | 1 | 38.2 | 38.2 | 275 | 7.199
2010 | 10 | 7 | 2 | 22.7 | 22.7 | 165 | 7.2687
2010 | 10 | 7 | 3 | 23.2 | 23.2 | 164 | 7.069
2010 | 10 | 7 | 4 | 34.6 | 34.6 | 252 | 7.2832
2010 | 10 | 7 | 5 | 60.8 | 60.8 | 437 | 7.1875
2010 | 10 | 7 | 6 | 68.1 | 68.1 | 485 | 7.1219
2010 | 10 | 7 | 7 | 92.6 | 92.6 | 654 | 7.0626
2010 | 10 | 7 | 8 | 78.3 | 78.3 | 558 | 7.1264
2010 | 10 | 7 | 9 | 91.3 | 91.3 | 649 | 7.1084
2010 | 10 | 7 | 10 | 103.1 | 103.1 | 725 | 7.032
2010 | 10 | 7 | 11 | 109.5 | 109.5 | 765 | 6.9863
2010 | 10 | 7 | 12 | 105.8 | 105.8 | 742 | 7.0132
2010 | 10 | 7 | 13 | 120.4 | 120.4 | 840 | 6.9767
2010 | 10 | 7 | 14 | 115.6 | 115.6 | 801 | 6.9291
2010 | 10 | 7 | 15 | 68.7 | 68.7 | 489 | 7.1179
2010 | 10 | 7 | 16 | 63.6 | 63.6 | 461 | 7.2484
2010 | 10 | 7 | 17 | 90.6 | 90.6 | 647 | 7.1413
2010 | 10 | 7 | 18 | 72.9 | 72.9 | 516 | 7.0782
2010 | 10 | 7 | 19 | 67.5 | 67.5 | 481 | 7.1259
2010 | 10 | 7 | 20 | 101.6 | 101.6 | 717 | 7.0571
2010 | 10 | 7 | 21 | 87.8 | 87.8 | 621 | 7.0729
2010 | 10 | 7 | 22 | 79 | 79 | 564 | 7.1392
2010 | 10 | 7 | 23 | 65 | 65 | 464 | 7.1385
2010 | 10 | 7 | 24 | 60.4 | 60.4 | 439 | 7.2682
2010 | 10 | 8 | 1 | 38.1 | 38.1 | 276 | 7.2441
2010 | 10 | 8 | 2 | 12 | 12 | 86 | 7.1667
2010 | 10 | 8 | 3 | 38.1 | 38.1 | 275 | 7.2178
2010 | 10 | 8 | 4 | 27.5 | 27.5 | 198 | 7.2
2010 | 10 | 8 | 5 | 40.3 | 40.3 | 291 | 7.2208
2010 | 10 | 8 | 6 | 50.7 | 50.7 | 366 | 7.2189
2010 | 10 | 8 | 7 | 79.1 | 79.1 | 562 | 7.1049
2010 | 10 | 8 | 8 | 65 | 65 | 463 | 7.1231
2010 | 10 | 8 | 9 | 79.1 | 79.1 | 564 | 7.1302
2010 | 10 | 8 | 10 | 102.5 | 102.5 | 722 | 7.0439
2010 | 10 | 8 | 11 | 103.8 | 103.8 | 736 | 7.0906
2010 | 10 | 8 | 12 | 97 | 97 | 684 | 7.0515
2010 | 10 | 8 | 13 | 104.6 | 104.6 | 736 | 7.0363
2010 | 10 | 8 | 14 | 105.4 | 105.4 | 741 | 7.0304
2010 | 10 | 8 | 15 | 104.1 | 104.1 | 730 | 7.0125
2010 | 10 | 8 | 16 | 117.5 | 117.5 | 818 | 6.9617
2010 | 10 | 8 | 17 | 129.9 | 129.9 | 893 | 6.8745
2010 | 10 | 8 | 18 | 122.9 | 122.9 | 851 | 6.9243
2010 | 10 | 8 | 19 | 119.2 | 119.2 | 829 | 6.9547
2010 | 10 | 8 | 20 | 108.7 | 108.7 | 760 | 6.9917
2010 | 10 | 8 | 21 | 107 | 107 | 751 | 7.0187
2010 | 10 | 8 | 22 | 113.6 | 113.6 | 795 | 6.9982
2010 | 10 | 8 | 23 | 113.3 | 113.3 | 794 | 7.0079
2010 | 10 | 8 | 24 | 98 | 98 | 696 | 7.102
2010 | 10 | 9 | 1 | 60.1 | 60.1 | 427 | 7.1048
2010 | 10 | 9 | 2 | 15.7 | 15.7 | 112 | 7.1338
2010 | 10 | 9 | 3 | 12.3 | 12.3 | 84 | 6.8293
2010 | 10 | 9 | 4 | 27.7 | 27.7 | 198 | 7.148
2010 | 10 | 9 | 5 | 62.8 | 62.8 | 454 | 7.2293
2010 | 10 | 9 | 6 | 60.9 | 60.9 | 437 | 7.1757
2010 | 10 | 9 | 7 | 68.9 | 68.9 | 496 | 7.1988
2010 | 10 | 9 | 8 | 75.4 | 75.4 | 542 | 7.1883
2010 | 10 | 9 | 9 | 84.6 | 84.6 | 607 | 7.1749
2010 | 10 | 9 | 10 | 69.5 | 69.5 | 493 | 7.0935
2010 | 10 | 9 | 11 | 49 | 49 | 341 | 6.9592
2010 | 10 | 9 | 12 | 70.7 | 70.7 | 507 | 7.1711
2010 | 10 | 9 | 13 | 100.2 | 100.2 | 706 | 7.0459
2010 | 10 | 9 | 14 | 98.4 | 98.4 | 694 | 7.0528
2010 | 10 | 9 | 15 | 90.4 | 90.4 | 642 | 7.1018
2010 | 10 | 9 | 16 | 96 | 96 | 681 | 7.0938
2010 | 10 | 9 | 17 | 85.2 | 85.2 | 606 | 7.1127
2010 | 10 | 9 | 18 | 93.4 | 93.4 | 662 | 7.0878
2010 | 10 | 9 | 19 | 110.9 | 110.9 | 774 | 6.9793
2010 | 10 | 9 | 20 | 112.3 | 112.3 | 783 | 6.9724
2010 | 10 | 9 | 21 | 102.4 | 102.4 | 717 | 7.002
2010 | 10 | 9 | 22 | 91.5 | 91.5 | 645 | 7.0492
2010 | 10 | 9 | 23 | 82.1 | 82.1 | 583 | 7.1011
2010 | 10 | 9 | 24 | 77.2 | 77.2 | 552 | 7.1503
2010 | 10 | 10 | 1 | 48.3 | 48.3 | 345 | 7.1429
2010 | 10 | 10 | 2 | 37.4 | 37.4 | 273 | 7.2995
2010 | 10 | 10 | 3 | 45.9 | 45.9 | 333 | 7.2549
2010 | 10 | 10 | 4 | 24.3 | 24.3 | 174 | 7.1605
2010 | 10 | 10 | 5 | 17.2 | 17.2 | 121 | 7.0349
2010 | 10 | 10 | 6 | 30.8 | 30.8 | 222 | 7.2078
2010 | 10 | 10 | 7 | 51.1 | 51.1 | 369 | 7.2211
2010 | 10 | 10 | 8 | 58 | 58 | 417 | 7.1897
2010 | 10 | 10 | 9 | 21.2 | 21.2 | 149 | 7.0283
2010 | 10 | 10 | 10 | 39.04 | 39.04 | 283 | 7.249
2010 | 10 | 10 | 11 | 52.2 | 52.2 | 375 | 7.1839
2010 | 10 | 10 | 12 | 72.9 | 72.9 | 525 | 7.2016
2010 | 10 | 10 | 13 | 56.4 | 56.4 | 411 | 7.2872
2010 | 10 | 10 | 14 | 65.7 | 65.7 | 474 | 7.2146
2010 | 10 | 10 | 15 | 56.8 | 56.8 | 409 | 7.2007
2010 | 10 | 10 | 16 | 81.4 | 81.4 | 581 | 7.1376
2010 | 10 | 10 | 17 | 90.2 | 90.2 | 643 | 7.1286
2010 | 10 | 10 | 18 | 84.5 | 84.5 | 602 | 7.1243
2010 | 10 | 10 | 19 | 55 | 55 | 386 | 7.0182
2010 | 10 | 10 | 20 | 52.4 | 52.4 | 378 | 7.2137
2010 | 10 | 10 | 21 | 87.3 | 87.3 | 620 | 7.1019
2010 | 10 | 10 | 22 | 76.6 | 76.6 | 549 | 7.1671
2010 | 10 | 10 | 23 | 97 | 97 | 688 | 7.0928
2010 | 10 | 10 | 24 | 60.5 | 60.5 | 435 | 7.1901
2010 | 10 | 11 | 1 | 46.6 | 46.6 | 335 | 7.1888
2010 | 10 | 11 | 2 | 30.2 | 30.2 | 219 | 7.2517
2010 | 10 | 11 | 3 | 20.7 | 20.7 | 149 | 7.1981
2010 | 10 | 11 | 4 | 42.7 | 42.7 | 308 | 7.2131
2010 | 10 | 11 | 5 | 64.7 | 64.7 | 464 | 7.1716
2010 | 10 | 11 | 6 | 66.1 | 66.1 | 475 | 7.1861
2010 | 10 | 11 | 7 | 66.7 | 66.7 | 476 | 7.1364
2010 | 10 | 11 | 8 | 80 | 80 | 568 | 7.1
2010 | 10 | 11 | 9 | 106.6 | 106.6 | 745 | 6.9887
2010 | 10 | 11 | 10 | 110.4 | 110.4 | 769 | 6.9656
2010 | 10 | 11 | 11 | 97.1 | 97.1 | 673 | 6.931
2010 | 10 | 11 | 12 | 89.1 | 89.1 | 627 | 7.037
2010 | 10 | 11 | 13 | 114.3 | 114.3 | 797 | 6.9729
2010 | 10 | 11 | 14 | 105.6 | 105.6 | 739 | 6.9981
2010 | 10 | 11 | 15 | 110.4 | 110.4 | 771 | 6.9837
2010 | 10 | 11 | 16 | 117.4 | 117.4 | 815 | 6.9421
2010 | 10 | 11 | 17 | 113.9 | 113.9 | 790 | 6.9359
2010 | 10 | 11 | 18 | 112 | 112 | 779 | 6.9554
2010 | 10 | 11 | 19 | 121.2 | 121.2 | 837 | 6.9059
2010 | 10 | 11 | 20 | 108.7 | 108.7 | 756 | 6.9549
2010 | 10 | 11 | 21 | 107.8 | 107.8 | 754 | 6.9944
2010 | 10 | 11 | 22 | 109.1 | 109.1 | 763 | 6.9936
2010 | 10 | 11 | 23 | 85.9 | 85.9 | 610 | 7.1013
2010 | 10 | 11 | 24 | 73.1 | 73.1 | 526 | 7.1956
2010 | 10 | 12 | 1 | 62.5 | 62.5 | 451 | 7.216
2010 | 10 | 12 | 2 | 28.9 | 28.9 | 206 | 7.128
2010 | 10 | 12 | 3 | 25.8 | 25.8 | 189 | 7.3256
2010 | 10 | 12 | 4 | 31.8 | 31.8 | 230 | 7.2327
2010 | 10 | 12 | 5 | 44.9 | 44.9 | 324 | 7.216
2010 | 10 | 12 | 6 | 76.7 | 76.7 | 545 | 7.1056
2010 | 10 | 12 | 7 | 107.5 | 107.5 | 747 | 6.9488
2010 | 10 | 12 | 8 | 104.1 | 104.1 | 726 | 6.9741
2010 | 10 | 12 | 9 | 119.9 | 119.9 | 831 | 6.9308
2010 | 10 | 12 | 10 | 124.1 | 124.1 | 852 | 6.8654
2010 | 10 | 12 | 11 | 104.5 | 104.5 | 728 | 6.9665
2010 | 10 | 12 | 12 | 89.4 | 89.4 | 630 | 7.047
2010 | 10 | 12 | 13 | 107.2 | 107.2 | 751 | 7.0056
2010 | 10 | 12 | 14 | 107 | 107 | 749 | 7
2010 | 10 | 12 | 15 | 115.6 | 115.6 | 807 | 6.981
2010 | 10 | 12 | 16 | 109.7 | 109.7 | 767 | 6.9918
2010 | 10 | 12 | 17 | 104 | 104 | 727 | 6.9904
2010 | 10 | 12 | 18 | 95 | 95 | 664 | 6.9895
2010 | 10 | 12 | 19 | 109.5 | 109.5 | 758 | 6.9224
2010 | 10 | 12 | 20 | 117.2 | 117.2 | 807 | 6.8857
2010 | 10 | 12 | 21 | 120.2 | 120.2 | 832 | 6.9218
2010 | 10 | 12 | 22 | 116.3 | 116.3 | 809 | 6.9561
2010 | 10 | 12 | 23 | 68.9 | 68.9 | 477 | 6.9231
2010 | 10 | 12 | 24 | 29.5 | 29.5 | 216 | 7.322
2010 | 10 | 13 | 1 | 26.2 | 26.2 | 190 | 7.2519
2010 | 10 | 13 | 2 | 34.5 | 34.5 | 251 | 7.2754
2010 | 10 | 13 | 3 | 40.6 | 40.6 | 294 | 7.2414
2010 | 10 | 13 | 4 | 32.8 | 32.8 | 240 | 7.3171
2010 | 10 | 13 | 5 | 45.2 | 45.2 | 327 | 7.2345
2010 | 10 | 13 | 6 | 46.1 | 46.1 | 333 | 7.2234
2010 | 10 | 13 | 7 | 95.8 | 95.8 | 658 | 6.8685
2010 | 10 | 13 | 8 | 116.6 | 116.6 | 797 | 6.8353
2010 | 10 | 13 | 9 | 106.4 | 106.4 | 742 | 6.9737
2010 | 10 | 13 | 10 | 121.3 | 121.3 | 842 | 6.9415
2010 | 10 | 13 | 11 | 98.7 | 98.7 | 684 | 6.9301
2010 | 10 | 13 | 12 | 91.5 | 91.5 | 641 | 7.0055
2010 | 10 | 13 | 13 | 118.8 | 118.8 | 825 | 6.9444
2010 | 10 | 13 | 14 | 139.5 | 139.5 | 951 | 6.8172
2010 | 10 | 13 | 15 | 109.8 | 109.8 | 754 | 6.867
2010 | 10 | 13 | 16 | 76.3 | 76.3 | 535 | 7.0118
2010 | 10 | 13 | 17 | 81.1 | 81.1 | 571 | 7.0407
2010 | 10 | 13 | 18 | 103.7 | 103.7 | 728 | 7.0203
2010 | 10 | 13 | 19 | 131.8 | 131.8 | 898 | 6.8134
2010 | 10 | 13 | 20 | 105.7 | 105.7 | 723 | 6.8401
2010 | 10 | 13 | 21 | 66.7 | 66.7 | 471 | 7.0615
2010 | 10 | 13 | 22 | 94.6 | 94.6 | 670 | 7.0825
2010 | 10 | 13 | 23 | 55.5 | 55.5 | 396 | 7.1351
2010 | 10 | 13 | 24 | 33 | 33 | 234 | 7.0909
2010 | 10 | 14 | 1 | 13 | 13 | 93 | 7.1538
2010 | 10 | 14 | 2 | 17.4 | 17.4 | 122 | 7.0115
2010 | 10 | 14 | 3 | 19.3 | 19.3 | 138 | 7.1503
2010 | 10 | 14 | 4 | 22.2 | 22.2 | 159 | 7.1622
2010 | 10 | 14 | 5 | 27.8 | 27.8 | 199 | 7.1583
2010 | 10 | 14 | 6 | 55.8 | 55.8 | 391 | 7.0072
2010 | 10 | 14 | 7 | 78.8 | 78.8 | 549 | 6.967
2010 | 10 | 14 | 8 | 100.4 | 100.4 | 695 | 6.9223
2010 | 10 | 14 | 9 | 124.3 | 124.3 | 856 | 6.8866
2010 | 10 | 14 | 10 | 113.6 | 113.6 | 786 | 6.919
2010 | 10 | 14 | 11 | 130.5 | 130.5 | 891 | 6.8276
2010 | 10 | 14 | 12 | 99.85 | 99.85 | 707 | 7.0806
2010 | 10 | 14 | 13 | 102.1 | 102.1 | 711 | 6.9638
2010 | 10 | 14 | 14 | 88.5 | 88.5 | 620 | 7.0056
2010 | 10 | 14 | 15 | 88.5 | 88.5 | 602 | 6.8023
2010 | 10 | 14 | 16 | 78.1 | 78.1 | 551 | 7.0551
2010 | 10 | 14 | 17 | 70.8 | 70.8 | 504 | 7.1186
2010 | 10 | 14 | 18 | 70.8 | 70.8 | 415 | 5.8616
2010 | 10 | 14 | 19 | 66.2 | 66.2 | 473 | 7.145
2010 | 10 | 14 | 20 | 42.2 | 42.2 | 306 | 7.2512
2010 | 10 | 14 | 21 | 67.5 | 67.5 | 487 | 7.2148
2010 | 10 | 14 | 22 | 54.9 | 54.9 | 391 | 7.122
2010 | 10 | 14 | 23 | 54.9 | 54.9 | 330 | 6.0109
2010 | 10 | 14 | 24 | 36.2 | 36.2 | 254 | 7.0166
2010 | 10 | 15 | 1 | 34.7 | 34.7 | 250 | 7.2046
2010 | 10 | 15 | 2 | 27.8 | 27.8 | 202 | 7.2662
2010 | 10 | 15 | 3 | 34.9 | 34.9 | 253 | 7.2493
2010 | 10 | 15 | 4 | 32.2 | 32.2 | 233 | 7.236
2010 | 10 | 15 | 5 | 32.4 | 32.4 | 233 | 7.1914
2010 | 10 | 15 | 6 | 34.5 | 34.5 | 247 | 7.1594
2010 | 10 | 15 | 7 | 69.6 | 69.6 | 493 | 7.0833
2010 | 10 | 15 | 8 | 62.6 | 62.6 | 448 | 7.1565
2010 | 10 | 15 | 9 | 42.4 | 42.4 | 300 | 7.0755
2010 | 10 | 15 | 10 | 65.2 | 65.2 | 467 | 7.1626
2010 | 10 | 15 | 11 | 100.6 | 100.6 | 707 | 7.0278
2010 | 10 | 15 | 12 | 117.2 | 117.2 | 811 | 6.9198
2010 | 10 | 15 | 13 | 104.2 | 104.2 | 730 | 7.0058
2010 | 10 | 15 | 14 | 98.9 | 98.9 | 698 | 7.0576
2010 | 10 | 15 | 15 | 102.3 | 102.3 | 719 | 7.0283
2010 | 10 | 15 | 16 | 95 | 95 | 672 | 7.0737
2010 | 10 | 15 | 17 | 96.9 | 96.9 | 684 | 7.0588
2010 | 10 | 15 | 18 | 98.4 | 98.4 | 690 | 7.0122
2010 | 10 | 15 | 19 | 90.8 | 90.8 | 642 | 7.0705
2010 | 10 | 15 | 20 | 86.9 | 86.9 | 613 | 7.0541
2010 | 10 | 15 | 21 | 81.9 | 81.9 | 579 | 7.0696
2010 | 10 | 15 | 22 | 76 | 76 | 542 | 7.1316
2010 | 10 | 15 | 23 | 94.9 | 94.9 | 673 | 7.0917
2010 | 10 | 15 | 24 | 94.3 | 94.3 | 668 | 7.0838
2010 | 10 | 16 | 1 | 96.1 | 96.1 | 680 | 7.076
2010 | 10 | 16 | 2 | 78.7 | 78.7 | 562 | 7.141
2010 | 10 | 16 | 3 | 68 | 68 | 487 | 7.1618
2010 | 10 | 16 | 4 | 42.9 | 42.9 | 309 | 7.2028
2010 | 10 | 16 | 5 | 52.5 | 52.5 | 374 | 7.1238
2010 | 10 | 16 | 6 | 46.5 | 46.5 | 329 | 7.0753
2010 | 10 | 16 | 7 | 101.8 | 101.8 | 712 | 6.9941
2010 | 10 | 16 | 8 | 79.6 | 79.6 | 557 | 6.9975
2010 | 10 | 16 | 9 | 52.5 | 52.5 | 374 | 7.1238
2010 | 10 | 16 | 10 | 42.1 | 42.1 | 298 | 7.0784
2010 | 10 | 16 | 11 | 75 | 75 | 535 | 7.1333
2010 | 10 | 16 | 12 | 64.9 | 64.9 | 464 | 7.1495
2010 | 10 | 16 | 13 | 80.9 | 80.9 | 576 | 7.1199
2010 | 10 | 16 | 14 | 58 | 58 | 411 | 7.0862
2010 | 10 | 16 | 15 | 72.3 | 72.3 | 516 | 7.1369
2010 | 10 | 16 | 16 | 58.1 | 58.1 | 415 | 7.1429
2010 | 10 | 16 | 17 | 76.7 | 76.7 | 552 | 7.1969
2010 | 10 | 16 | 18 | 55.1 | 55.1 | 390 | 7.078
2010 | 10 | 16 | 19 | 48.9 | 48.9 | 342 | 6.9939
2010 | 10 | 16 | 20 | 69.1 | 69.1 | 495 | 7.1635
2010 | 10 | 16 | 21 | 87.8 | 87.8 | 624 | 7.1071
2010 | 10 | 16 | 22 | 81.3 | 81.3 | 577 | 7.0972
2010 | 10 | 16 | 23 | 69.4 | 69.4 | 497 | 7.1614
2010 | 10 | 16 | 24 | 64.5 | 64.5 | 465 | 7.2093
2010 | 10 | 17 | 1 | 68.8 | 68.8 | 494 | 7.1802
2010 | 10 | 17 | 2 | 47.1 | 47.1 | 341 | 7.2399
2010 | 10 | 17 | 3 | 54.2 | 54.2 | 392 | 7.2325
2010 | 10 | 17 | 4 | 48.9 | 48.9 | 356 | 7.2802
2010 | 10 | 17 | 5 | 53.7 | 53.7 | 392 | 7.2998
2010 | 10 | 17 | 6 | 59.5 | 59.5 | 424 | 7.1261
2010 | 10 | 17 | 7 | 48.5 | 48.5 | 348 | 7.1753
2010 | 10 | 17 | 8 | 63 | 63 | 452 | 7.1746
2010 | 10 | 17 | 9 | 69.5 | 69.5 | 495 | 7.1223
2010 | 10 | 17 | 10 | 78 | 78 | 556 | 7.1282
2010 | 10 | 17 | 11 | 74.9 | 74.9 | 533 | 7.1162
2010 | 10 | 17 | 12 | 83.8 | 83.8 | 595 | 7.1002
2010 | 10 | 17 | 13 | 105.7 | 105.7 | 746 | 7.0577
2010 | 10 | 17 | 14 | 103.6 | 103.6 | 729 | 7.0367
2010 | 10 | 17 | 15 | 63.8 | 63.8 | 455 | 7.1317
2010 | 10 | 17 | 16 | 37.2 | 37.2 | 271 | 7.2849
2010 | 10 | 17 | 17 | 58.3 | 58.3 | 420 | 7.2041
2010 | 10 | 17 | 18 | 71.9 | 71.9 | 510 | 7.0932
2010 | 10 | 17 | 19 | 80.8 | 80.8 | 573 | 7.0916
2010 | 10 | 17 | 20 | 84.6 | 84.6 | 600 | 7.0922
2010 | 10 | 17 | 21 | 71.8 | 71.8 | 515 | 7.1727
2010 | 10 | 17 | 22 | 61.6 | 61.6 | 445 | 7.224
2010 | 10 | 17 | 23 | 63.7 | 63.7 | 459 | 7.2057
2010 | 10 | 17 | 24 | 41.1 | 41.1 | 297 | 7.2263
2010 | 10 | 18 | 1 | 46.7 | 46.7 | 340 | 7.2805
2010 | 10 | 18 | 2 | 35 | 35 | 255 | 7.2857
2010 | 10 | 18 | 3 | 29.8 | 29.8 | 215 | 7.2148
2010 | 10 | 18 | 4 | 19.2 | 19.2 | 135 | 7.0312
2010 | 10 | 18 | 5 | 34.9 | 34.9 | 249 | 7.1347
2010 | 10 | 18 | 6 | 55.1 | 55.1 | 396 | 7.1869
2010 | 10 | 18 | 7 | 79.5 | 79.5 | 559 | 7.0314
2010 | 10 | 18 | 8 | 82.5 | 82.5 | 597 | 7.2364
2010 | 10 | 18 | 9 | 105.6 | 105.6 | 739 | 6.9981
2010 | 10 | 18 | 10 | 118.3 | 118.3 | 822 | 6.9484
2010 | 10 | 18 | 11 | 117.9 | 117.9 | 818 | 6.9381
2010 | 10 | 18 | 12 | 84.1 | 84.1 | 592 | 7.0392
2010 | 10 | 18 | 13 | 84.4 | 84.4 | 597 | 7.0735
2010 | 10 | 18 | 14 | 78.2 | 78.2 | 555 | 7.0972
2010 | 10 | 18 | 15 | 85.7 | 85.7 | 610 | 7.1179
2010 | 10 | 18 | 16 | 85.7 | 85.7 | 617 | 7.1995
2010 | 10 | 18 | 17 | 81.5 | 81.5 | 580 | 7.1166
2010 | 10 | 18 | 18 | 70.7 | 70.7 | 503 | 7.1146
2010 | 10 | 18 | 19 | 82.4 | 82.4 | 585 | 7.0995
2010 | 10 | 18 | 20 | 82.5 | 82.5 | 600 | 7.2727
2010 | 10 | 18 | 21 | 109.8 | 109.8 | 782 | 7.122
2010 | 10 | 18 | 22 | 111.8 | 111.8 | 644 | 5.7603
2010 | 10 | 18 | 23 | 72.5 | 72.5 | 518 | 7.1448
2010 | 10 | 18 | 24 | 39.6 | 39.6 | 289 | 7.298
2010 | 10 | 19 | 1 | 45.2 | 45.2 | 326 | 7.2124
2010 | 10 | 19 | 2 | 17 | 17 | 121 | 7.1176
2010 | 10 | 19 | 3 | 37.5 | 37.5 | 271 | 7.2267
2010 | 10 | 19 | 4 | 39.8 | 39.8 | 286 | 7.1859
2010 | 10 | 19 | 5 | 43.5 | 43.5 | 311 | 7.1494
2010 | 10 | 19 | 6 | 58.6 | 58.6 | 419 | 7.1502
2010 | 10 | 19 | 7 | 83 | 83 | 582 | 7.012
2010 | 10 | 19 | 8 | 101.1 | 101.1 | 704 | 6.9634
2010 | 10 | 19 | 9 | 106.8 | 106.8 | 744 | 6.9663
2010 | 10 | 19 | 10 | 104.9 | 104.9 | 733 | 6.9876
2010 | 10 | 19 | 11 | 116.2 | 116.2 | 808 | 6.9535
2010 | 10 | 19 | 12 | 84.1 | 84.1 | 587 | 6.9798
2010 | 10 | 19 | 13 | 92.5 | 92.5 | 652 | 7.0486
2010 | 10 | 19 | 14 | 66.9 | 66.9 | 474 | 7.0852
2010 | 10 | 19 | 15 | 61.3 | 61.3 | 440 | 7.1778
2010 | 10 | 19 | 16 | 77.4 | 77.4 | 550 | 7.1059
2010 | 10 | 19 | 17 | 93.6 | 93.6 | 666 | 7.1154
2010 | 10 | 19 | 18 | 92.8 | 92.8 | 656 | 7.069
2010 | 10 | 19 | 19 | 81.4 | 81.4 | 577 | 7.0885
2010 | 10 | 19 | 20 | 64.6 | 64.6 | 460 | 7.1207
2010 | 10 | 19 | 21 | 38.4 | 38.4 | 275 | 7.1615
2010 | 10 | 19 | 22 | 64.9 | 64.9 | 470 | 7.2419
2010 | 10 | 19 | 23 | 73.1 | 73.1 | 526 | 7.1956
2010 | 10 | 19 | 24 | 57.1 | 57.1 | 412 | 7.2154
2010 | 10 | 20 | 1 | 47.1 | 47.1 | 345 | 7.3248
2010 | 10 | 20 | 2 | 19.3 | 19.3 | 140 | 7.2539
2010 | 10 | 20 | 3 | 14.6 | 14.6 | 102 | 6.9863
2010 | 10 | 20 | 4 | 13.9 | 13.9 | 97 | 6.9784
2010 | 10 | 20 | 5 | 34.6 | 34.6 | 249 | 7.1965
2010 | 10 | 20 | 6 | 34 | 34 | 242 | 7.1176
2010 | 10 | 20 | 7 | 56 | 56 | 398 | 7.1071
2010 | 10 | 20 | 8 | 69.4 | 69.4 | 494 | 7.1182
2010 | 10 | 20 | 9 | 85.5 | 85.5 | 609 | 7.1228
2010 | 10 | 20 | 10 | 91.8 | 91.8 | 661 | 7.2004
2010 | 10 | 20 | 11 | 81.8 | 81.8 | 581 | 7.1027
2010 | 10 | 20 | 12 | 48.6 | 48.6 | 350 | 7.2016
2010 | 10 | 20 | 13 | 45.9 | 45.9 | 333 | 7.2549
2010 | 10 | 20 | 14 | 57.7 | 57.7 | 417 | 7.227
2010 | 10 | 20 | 15 | 56.7 | 56.7 | 408 | 7.1958
2010 | 10 | 20 | 16 | 55.3 | 55.3 | 400 | 7.2333
2010 | 10 | 20 | 17 | 45.1 | 45.1 | 329 | 7.2949
2010 | 10 | 20 | 18 | 48.8 | 48.8 | 353 | 7.2336
2010 | 10 | 20 | 19 | 54.2 | 54.2 | 392 | 7.2325
2010 | 10 | 20 | 20 | 58.7 | 58.7 | 425 | 7.2402
2010 | 10 | 20 | 21 | 63.4 | 63.4 | 490 | 7.7287
2010 | 10 | 20 | 22 | 58.2 | 58.2 | 421 | 7.2337
2010 | 10 | 20 | 23 | 70.5 | 70.5 | 504 | 7.1489
2010 | 10 | 20 | 24 | 40.3 | 40.3 | 287 | 7.1216
2010 | 10 | 21 | 1 | 48.1 | 48.1 | 348 | 7.2349
2010 | 10 | 21 | 2 | 25.9 | 25.9 | 189 | 7.2973
2010 | 10 | 21 | 3 | 14.3 | 14.3 | 98 | 6.8531
2010 | 10 | 21 | 4 | 19.9 | 19.9 | 141 | 7.0854
2010 | 10 | 21 | 5 | 34.3 | 34.3 | 249 | 7.2595
2010 | 10 | 21 | 6 | 53 | 53 | 379 | 7.1509
2010 | 10 | 21 | 7 | 58.7 | 58.7 | 419 | 7.138
2010 | 10 | 21 | 8 | 66.8 | 66.8 | 480 | 7.1856
2010 | 10 | 21 | 9 | 72.4 | 72.4 | 522 | 7.2099
2010 | 10 | 21 | 10 | 57 | 57 | 409 | 7.1754
2010 | 10 | 21 | 11 | 56.4 | 56.4 | 406 | 7.1986
2010 | 10 | 21 | 12 | 63 | 63 | 454 | 7.2063
2010 | 10 | 21 | 13 | 89 | 89 | 635 | 7.1348
2010 | 10 | 21 | 14 | 89.4 | 89.4 | 636 | 7.1141
2010 | 10 | 21 | 15 | 78.9 | 78.9 | 566 | 7.1736
2010 | 10 | 21 | 16 | 74.2 | 74.2 | 532 | 7.1698
2010 | 10 | 21 | 17 | 63.2 | 63.2 | 455 | 7.1994
2010 | 10 | 21 | 18 | 53.5 | 53.5 | 390 | 7.2897
2010 | 10 | 21 | 19 | 70.4 | 70.4 | 508 | 7.2159
2010 | 10 | 21 | 20 | 43.8 | 43.8 | 310 | 7.0776
2010 | 10 | 21 | 21 | 53.5 | 53.5 | 387 | 7.2336
2010 | 10 | 21 | 22 | 77.5 | 77.5 | 554 | 7.1484
2010 | 10 | 21 | 23 | 88.6 | 88.6 | 622 | 7.0203
2010 | 10 | 22 | 1 | 54.6 | 54.6 | 397 | 7.2711
2010 | 10 | 22 | 2 | 17.2 | 17.2 | 121 | 7.0349
2010 | 10 | 22 | 3 | 20.7 | 20.7 | 149 | 7.1981
2010 | 10 | 22 | 4 | 41.4 | 41.4 | 298 | 7.1981
2010 | 10 | 22 | 5 | 60.9 | 60.9 | 434 | 7.1264
2010 | 10 | 22 | 6 | 52.9 | 52.9 | 380 | 7.1834
2010 | 10 | 22 | 7 | 52.1 | 52.1 | 374 | 7.1785
2010 | 10 | 22 | 8 | 59.2 | 59.2 | 421 | 7.1115
2010 | 10 | 22 | 9 | 49.7 | 49.7 | 357 | 7.1831
2010 | 10 | 22 | 10 | 90.7 | 90.7 | 644 | 7.1003
2010 | 10 | 22 | 11 | 74.6 | 74.6 | 530 | 7.1046
2010 | 10 | 22 | 12 | 66.2 | 66.2 | 471 | 7.1148
2010 | 10 | 22 | 13 | 55.5 | 55.5 | 401 | 7.2252
2010 | 10 | 22 | 14 | 95.5 | 95.5 | 675 | 7.0681
2010 | 10 | 22 | 15 | 94.3 | 94.3 | 667 | 7.0732
2010 | 10 | 22 | 16 | 83.9 | 83.9 | 593 | 7.0679
2010 | 10 | 22 | 17 | 78.4 | 78.4 | 557 | 7.1046
2010 | 10 | 22 | 18 | 60.7 | 60.7 | 435 | 7.1664
2010 | 10 | 22 | 19 | 64.7 | 64.7 | 466 | 7.2025
2010 | 10 | 22 | 20 | 69.2 | 69.2 | 500 | 7.2254
2010 | 10 | 22 | 21 | 62.7 | 62.7 | 449 | 7.1611
2010 | 10 | 22 | 22 | 40.8 | 40.8 | 296 | 7.2549
2010 | 10 | 22 | 23 | 69.6 | 69.6 | 502 | 7.2126
2010 | 10 | 22 | 24 | 84.1 | 84.1 | 600 | 7.1344
2010 | 10 | 23 | 1 | 70.2 | 70.2 | 508 | 7.2365
2010 | 10 | 23 | 2 | 37.6 | 37.6 | 273 | 7.2606
2010 | 10 | 23 | 3 | 18.3 | 18.3 | 132 | 7.2131
2010 | 10 | 23 | 4 | 15 | 15 | 106 | 7.0667
2010 | 10 | 23 | 5 | 49.9 | 49.9 | 352 | 7.0541
2010 | 10 | 23 | 6 | 33.3 | 33.3 | 241 | 7.2372
2010 | 10 | 23 | 7 | 14.5 | 14.5 | 101 | 6.9655
2010 | 10 | 23 | 8 | 43.4 | 43.4 | 312 | 7.1889
2010 | 10 | 23 | 9 | 77.7 | 77.7 | 556 | 7.1557
2010 | 10 | 23 | 10 | 98.8 | 98.8 | 694 | 7.0243
2010 | 10 | 23 | 11 | 88.7 | 88.7 | 631 | 7.1139
2010 | 10 | 23 | 12 | 73.8 | 73.8 | 526 | 7.1274
2010 | 10 | 23 | 13 | 51.5 | 51.5 | 370 | 7.1845
2010 | 10 | 23 | 14 | 49.2 | 49.2 | 357 | 7.2561
2010 | 10 | 23 | 15 | 75.2 | 75.2 | 539 | 7.1676
2010 | 10 | 23 | 16 | 78.5 | 78.5 | 559 | 7.121
2010 | 10 | 23 | 17 | 51.2 | 51.2 | 370 | 7.2266
2010 | 10 | 23 | 18 | 75.1 | 75.1 | 539 | 7.1771
2010 | 10 | 23 | 19 | 67 | 67 | 475 | 7.0896
2010 | 10 | 23 | 20 | 71.6 | 71.6 | 514 | 7.1788
2010 | 10 | 23 | 21 | 65.7 | 65.7 | 472 | 7.1842
2010 | 10 | 23 | 22 | 62.7 | 62.7 | 449 | 7.1611
2010 | 10 | 23 | 23 | 64.6 | 64.6 | 469 | 7.2601
2010 | 10 | 23 | 24 | 81.9 | 81.9 | 586 | 7.1551
2010 | 10 | 24 | 1 | 58.8 | 58.8 | 422 | 7.1769
2010 | 10 | 24 | 2 | 39.2 | 39.2 | 289 | 7.3724
2010 | 10 | 24 | 3 | 43.3 | 43.3 | 317 | 7.321
2010 | 10 | 24 | 4 | 39.2 | 39.2 | 284 | 7.2449
2010 | 10 | 24 | 5 | 29.4 | 29.4 | 213 | 7.2449
2010 | 10 | 24 | 6 | 39.9 | 39.9 | 293 | 7.3434
2010 | 10 | 24 | 7 | 52.3 | 52.3 | 377 | 7.2084
2010 | 10 | 24 | 8 | 62.3 | 62.3 | 447 | 7.175
2010 | 10 | 24 | 9 | 78.4 | 78.4 | 560 | 7.1429
2010 | 10 | 24 | 10 | 99.7 | 99.7 | 704 | 7.0612
2010 | 10 | 24 | 11 | 52.7 | 52.7 | 379 | 7.1917
2010 | 10 | 24 | 12 | 55.1 | 55.1 | 395 | 7.1688
2010 | 10 | 24 | 13 | 49.5 | 49.5 | 358 | 7.2323
2010 | 10 | 24 | 14 | 64.1 | 64.1 | 461 | 7.1919
2010 | 10 | 24 | 15 | 72.1 | 72.1 | 519 | 7.1983
2010 | 10 | 24 | 16 | 29.4 | 29.4 | 214 | 7.2789
2010 | 10 | 24 | 17 | 41.4 | 41.4 | 297 | 7.1739
2010 | 10 | 24 | 18 | 42.3 | 42.3 | 302 | 7.1395
2010 | 10 | 24 | 19 | 53.5 | 53.5 | 387 | 7.2336
2010 | 10 | 24 | 20 | 62.4 | 62.4 | 452 | 7.2436
2010 | 10 | 24 | 21 | 51.6 | 51.6 | 372 | 7.2093
2010 | 10 | 24 | 22 | 18.3 | 18.3 | 130 | 7.1038
2010 | 10 | 24 | 23 | 48.1 | 48.1 | 346 | 7.1933
2010 | 10 | 24 | 24 | 75.7 | 75.7 | 546 | 7.2127
2010 | 10 | 25 | 1 | 50.4 | 50.4 | 363 | 7.2024
2010 | 10 | 25 | 2 | 13.7 | 13.7 | 98 | 7.1533
2010 | 10 | 25 | 3 | 27.5 | 27.5 | 199 | 7.2364
2010 | 10 | 25 | 4 | 29.5 | 29.5 | 211 | 7.1525
2010 | 10 | 25 | 5 | 53 | 53 | 387 | 7.3019
2010 | 10 | 25 | 6 | 37.2 | 37.2 | 268 | 7.2043
2010 | 10 | 25 | 7 | 61.4 | 61.4 | 443 | 7.215
2010 | 10 | 25 | 8 | 46 | 46 | 329 | 7.1522
2010 | 10 | 25 | 9 | 84.6 | 84.6 | 604 | 7.1395
2010 | 10 | 25 | 10 | 97.5 | 97.5 | 688 | 7.0564
2010 | 10 | 25 | 11 | 78.5 | 78.5 | 557 | 7.0955
2010 | 10 | 25 | 12 | 56.8 | 56.8 | 407 | 7.1655
2010 | 10 | 25 | 13 | 61.9 | 61.9 | 443 | 7.1567
2010 | 10 | 25 | 14 | 52.7 | 52.7 | 375 | 7.1157
2010 | 10 | 25 | 15 | 81.3 | 81.3 | 580 | 7.1341
2010 | 10 | 25 | 16 | 80.9 | 80.9 | 575 | 7.1075
2010 | 10 | 25 | 17 | 69.6 | 69.6 | 496 | 7.1264
2010 | 10 | 25 | 18 | 82.7 | 82.7 | 585 | 7.0738
2010 | 10 | 25 | 19 | 94.4 | 94.4 | 664 | 7.0339
2010 | 10 | 25 | 20 | 100.4 | 100.4 | 707 | 7.0418
2010 | 10 | 25 | 21 | 90 | 90 | 632 | 7.0222
2010 | 10 | 25 | 22 | 59.6 | 59.6 | 425 | 7.1309
2010 | 10 | 25 | 23 | 25.6 | 25.6 | 182 | 7.1094
2010 | 10 | 25 | 24 | 63.8 | 63.8 | 461 | 7.2257
2010 | 10 | 26 | 1 | 53.1 | 53.1 | 385 | 7.2505
2010 | 10 | 26 | 2 | 45.9 | 45.9 | 333 | 7.2549
2010 | 10 | 26 | 3 | 28.5 | 28.5 | 207 | 7.2632
2010 | 10 | 26 | 4 | 24.2 | 24.2 | 173 | 7.1488
2010 | 10 | 26 | 5 | 40 | 40 | 286 | 7.15
2010 | 10 | 26 | 6 | 55.4 | 55.4 | 394 | 7.1119
2010 | 10 | 26 | 7 | 83.5 | 83.5 | 591 | 7.0778
2010 | 10 | 26 | 8 | 85.8 | 85.8 | 601 | 7.0047
2010 | 10 | 26 | 9 | 87.4 | 87.4 | 619 | 7.0824
2010 | 10 | 26 | 10 | 100.8 | 100.8 | 709 | 7.0337
2010 | 10 | 26 | 11 | 91.6 | 91.6 | 644 | 7.0306
2010 | 10 | 26 | 12 | 82.7 | 82.7 | 588 | 7.11
2010 | 10 | 26 | 13 | 96.4 | 96.4 | 681 | 7.0643
2010 | 10 | 26 | 14 | 85.4 | 85.4 | 603 | 7.0609
2010 | 10 | 26 | 15 | 61.5 | 61.5 | 439 | 7.1382
2010 | 10 | 26 | 16 | 74.4 | 74.4 | 534 | 7.1774
2010 | 10 | 26 | 17 | 81.5 | 81.5 | 577 | 7.0798
2010 | 10 | 26 | 18 | 111.3 | 111.3 | 777 | 6.9811
2010 | 10 | 26 | 19 | 98.4 | 98.4 | 691 | 7.0224
2010 | 10 | 26 | 20 | 103.8 | 103.8 | 732 | 7.052
2010 | 10 | 26 | 21 | 80.3 | 80.3 | 567 | 7.061
2010 | 10 | 26 | 22 | 71.6 | 71.6 | 513 | 7.1648
2010 | 10 | 26 | 23 | 68.1 | 68.1 | 488 | 7.1659
2010 | 10 | 26 | 24 | 81.6 | 81.6 | 587 | 7.1936
2010 | 10 | 27 | 1 | 58 | 58 | 420 | 7.2414
2010 | 10 | 27 | 2 | 21.4 | 21.4 | 153 | 7.1495
2010 | 10 | 27 | 3 | 12.2 | 12.2 | 82 | 6.7213
2010 | 10 | 27 | 4 | 25.7 | 25.7 | 186 | 7.2374
2010 | 10 | 27 | 5 | 35.6 | 35.6 | 259 | 7.2753
2010 | 10 | 27 | 6 | 60.8 | 60.8 | 434 | 7.1382
2010 | 10 | 27 | 7 | 87.1 | 87.1 | 613 | 7.0379
2010 | 10 | 27 | 8 | 84.6 | 84.6 | 595 | 7.0331
2010 | 10 | 27 | 9 | 106.2 | 106.2 | 746 | 7.0245
2010 | 10 | 27 | 10 | 106.9 | 106.9 | 748 | 6.9972
2010 | 10 | 27 | 11 | 105.3 | 105.3 | 737 | 6.9991
2010 | 10 | 27 | 12 | 87.3 | 87.3 | 617 | 7.0676
2010 | 10 | 27 | 13 | 104.6 | 104.6 | 738 | 7.0554
2010 | 10 | 27 | 14 | 103.2 | 103.2 | 726 | 7.0349
2010 | 10 | 27 | 15 | 83.8 | 83.8 | 594 | 7.0883
2010 | 10 | 27 | 16 | 89.6 | 89.6 | 637 | 7.1094
2010 | 10 | 27 | 17 | 92.2 | 92.2 | 653 | 7.0824
2010 | 10 | 27 | 18 | 91.6 | 91.6 | 650 | 7.0961
2010 | 10 | 27 | 19 | 94.5 | 94.5 | 666 | 7.0476
2010 | 10 | 27 | 20 | 110.9 | 110.9 | 774 | 6.9793
2010 | 10 | 27 | 21 | 53.4 | 53.4 | 382 | 7.1536
2010 | 10 | 27 | 22 | 72 | 72 | 517 | 7.1806
2010 | 10 | 27 | 23 | 32 | 32 | 231 | 7.2188
2010 | 10 | 27 | 24 | 26 | 26 | 185 | 7.1154
2010 | 10 | 28 | 1 | 60.8 | 60.8 | 441 | 7.2533
2010 | 10 | 28 | 2 | 59.3 | 59.3 | 426 | 7.1838
2010 | 10 | 28 | 3 | 29 | 29 | 210 | 7.2414
2010 | 10 | 28 | 4 | 15.7 | 15.7 | 113 | 7.1975
2010 | 10 | 28 | 5 | 23.1 | 23.1 | 165 | 7.1429
2010 | 10 | 28 | 6 | 35.6 | 35.6 | 257 | 7.2191
2010 | 10 | 28 | 7 | 58.4 | 58.4 | 418 | 7.1575
2010 | 10 | 28 | 8 | 75 | 75 | 535 | 7.1333
2010 | 10 | 28 | 9 | 98.2 | 98.2 | 692 | 7.0468
2010 | 10 | 28 | 10 | 91.4 | 91.4 | 643 | 7.035
2010 | 10 | 28 | 11 | 95.9 | 95.9 | 681 | 7.1011
2010 | 10 | 28 | 12 | 83.5 | 83.5 | 596 | 7.1377
2010 | 10 | 28 | 13 | 90.4 | 90.4 | 643 | 7.1128
2010 | 10 | 28 | 14 | 61.2 | 61.2 | 435 | 7.1078
2010 | 10 | 28 | 15 | 58 | 58 | 410 | 7.069
2010 | 10 | 28 | 16 | 71.2 | 71.2 | 507 | 7.1208
2010 | 10 | 28 | 17 | 85.8 | 85.8 | 608 | 7.0862
2010 | 10 | 28 | 18 | 96.4 | 96.4 | 682 | 7.0747
2010 | 10 | 28 | 19 | 58.1 | 58.1 | 409 | 7.0396
2010 | 10 | 28 | 20 | 48.4 | 48.4 | 351 | 7.2521
2010 | 10 | 28 | 21 | 59.1 | 59.1 | 428 | 7.242
2010 | 10 | 28 | 22 | 80.2 | 80.2 | 572 | 7.1322
2010 | 10 | 28 | 23 | 90.9 | 90.9 | 643 | 7.0737
2010 | 10 | 28 | 24 | 68.6 | 68.6 | 494 | 7.2012
2010 | 10 | 29 | 1 | 57.5 | 57.5 | 418 | 7.2696
2010 | 10 | 29 | 2 | 27.7 | 27.7 | 198 | 7.148
2010 | 10 | 29 | 3 | 12.8 | 12.8 | 89 | 6.9531
2010 | 10 | 29 | 4 | 34.9 | 34.9 | 251 | 7.192
2010 | 10 | 29 | 5 | 55.3 | 55.3 | 402 | 7.2694
2010 | 10 | 29 | 6 | 54 | 54 | 387 | 7.1667
2010 | 10 | 29 | 7 | 25.1 | 25.1 | 178 | 7.0916
2010 | 10 | 29 | 8 | 52 | 52 | 377 | 7.25
2010 | 10 | 29 | 9 | 63.1 | 63.1 | 453 | 7.1791
2010 | 10 | 29 | 10 | 99 | 99 | 694 | 7.0101
2010 | 10 | 29 | 11 | 99.6 | 99.6 | 701 | 7.0382
2010 | 10 | 29 | 12 | 90.1 | 90.1 | 639 | 7.0921
2010 | 10 | 29 | 13 | 80.6 | 80.6 | 574 | 7.1216
2010 | 10 | 29 | 14 | 78.9 | 78.9 | 565 | 7.161
2010 | 10 | 29 | 15 | 88.7 | 88.7 | 631 | 7.1139
2010 | 10 | 29 | 16 | 92.7 | 92.7 | 657 | 7.0874
2010 | 10 | 29 | 17 | 88 | 88 | 622 | 7.0682
2010 | 10 | 29 | 18 | 91.5 | 91.5 | 646 | 7.0601
2010 | 10 | 29 | 19 | 116.1 | 116.1 | 802 | 6.9078
2010 | 10 | 29 | 20 | 92.9 | 92.9 | 649 | 6.986
2010 | 10 | 29 | 21 | 100.7 | 100.7 | 712 | 7.0705
2010 | 10 | 29 | 22 | 89.6 | 89.6 | 624 | 6.9643
2010 | 10 | 29 | 23 | 34.7 | 34.7 | 246 | 7.0893
2010 | 10 | 29 | 24 | 57.7 | 57.7 | 416 | 7.2097
2010 | 10 | 30 | 1 | 95.4 | 95.4 | 678 | 7.1069
2010 | 10 | 30 | 2 | 76.5 | 76.5 | 543 | 7.098
2010 | 10 | 30 | 3 | 27.7 | 27.7 | 196 | 7.0758
2010 | 10 | 30 | 4 | 21.9 | 21.9 | 155 | 7.0776
2010 | 10 | 30 | 5 | 27.9 | 27.9 | 201 | 7.2043
2010 | 10 | 30 | 6 | 50.5 | 50.5 | 363 | 7.1881
2010 | 10 | 30 | 7 | 40.6 | 40.6 | 293 | 7.2167
2010 | 10 | 30 | 8 | 40.3 | 40.3 | 287 | 7.1216
2010 | 10 | 30 | 9 | 44.1 | 44.1 | 315 | 7.1429
2010 | 10 | 30 | 10 | 83 | 83 | 586 | 7.0602
2010 | 10 | 30 | 11 | 53.7 | 53.7 | 379 | 7.0577
2010 | 10 | 30 | 12 | 26.9 | 26.9 | 192 | 7.1375
2010 | 10 | 30 | 13 | 16.8 | 16.8 | 118 | 7.0238
2010 | 10 | 30 | 14 | 34.2 | 34.2 | 242 | 7.076
2010 | 10 | 30 | 15 | 58.7 | 58.7 | 423 | 7.2061
2010 | 10 | 30 | 16 | 52.5 | 52.5 | 379 | 7.219
2010 | 10 | 30 | 17 | 55.6 | 55.6 | 400 | 7.1942
2010 | 10 | 30 | 18 | 44.6 | 44.6 | 320 | 7.1749
2010 | 10 | 30 | 19 | 76.8 | 76.8 | 546 | 7.1094
2010 | 10 | 30 | 20 | 116.7 | 116.7 | 814 | 6.9751
2010 | 10 | 30 | 21 | 77.7 | 77.7 | 546 | 7.027
2010 | 10 | 30 | 22 | 44.9 | 44.9 | 320 | 7.1269
2010 | 10 | 30 | 23 | 29.6 | 29.6 | 213 | 7.1959
2010 | 10 | 30 | 24 | 48.2 | 48.2 | 347 | 7.1992
2010 | 10 | 31 | 1 | 65.5 | 65.5 | 472 | 7.2061
2010 | 10 | 31 | 2 | 39 | 39 | 278 | 7.1282
2010 | 10 | 31 | 3 | 12.9 | 12.9 | 90 | 6.9767
2010 | 10 | 31 | 4 | 12.6 | 12.6 | 90 | 7.1429
2010 | 10 | 31 | 5 | 26.4 | 26.4 | 189 | 7.1591
2010 | 10 | 31 | 6 | 42.6 | 42.6 | 309 | 7.2535
2010 | 10 | 31 | 7 | 47.7 | 47.7 | 347 | 7.2746
2010 | 10 | 31 | 8 | 51.4 | 51.4 | 370 | 7.1984
2010 | 10 | 31 | 9 | 54.7 | 54.7 | 398 | 7.2761
2010 | 10 | 31 | 10 | 33.6 | 33.6 | 241 | 7.1726
2010 | 10 | 31 | 11 | 27.7 | 27.7 | 200 | 7.2202
2010 | 10 | 31 | 12 | 15 | 15 | 105 | 7
2010 | 10 | 31 | 13 | 30.7 | 30.7 | 221 | 7.1987
2010 | 10 | 31 | 14 | 42.7 | 42.7 | 307 | 7.1897
2010 | 10 | 31 | 15 | 62.9 | 62.9 | 453 | 7.2019
2010 | 10 | 31 | 16 | 60.1 | 60.1 | 430 | 7.1547
2010 | 10 | 31 | 17 | 61.9 | 61.9 | 447 | 7.2213
2010 | 10 | 31 | 18 | 52.7 | 52.7 | 380 | 7.2106
2010 | 10 | 31 | 19 | 53.2 | 53.2 | 380 | 7.1429
2010 | 10 | 31 | 20 | 51.8 | 51.8 | 370 | 7.1429
2010 | 10 | 31 | 21 | 79.4 | 79.4 | 566 | 7.1285
2010 | 10 | 31 | 22 | 86.8 | 86.8 | 610 | 7.0276
2010 | 10 | 31 | 23 | 76.6 | 76.6 | 546 | 7.1279
2010 | 10 | 31 | 24 | 63.9 | 63.9 | 457 | 7.1518
2010 | 11 | 1 | 1 | 40.9 | 40.9 | 296 | 7.2372
2010 | 11 | 1 | 2 | 12.6 | 12.6 | 87 | 6.9048
2010 | 11 | 1 | 3 | 23.8 | 23.8 | 170 | 7.1429
2010 | 11 | 1 | 4 | 36.1 | 36.1 | 262 | 7.2576
2010 | 11 | 1 | 5 | 34.1 | 34.1 | 247 | 7.2434
2010 | 11 | 1 | 6 | 48.1 | 48.1 | 347 | 7.2141
2010 | 11 | 1 | 7 | 81 | 81 | 575 | 7.0988
2010 | 11 | 1 | 8 | 81.7 | 81.7 | 576 | 7.0502
2010 | 11 | 1 | 9 | 79 | 79 | 560 | 7.0886
2010 | 11 | 1 | 10 | 106 | 106 | 745 | 7.0283
2010 | 11 | 1 | 11 | 116 | 116 | 802 | 6.9138
2010 | 11 | 1 | 12 | 93.2 | 93.2 | 653 | 7.0064
2010 | 11 | 1 | 13 | 73.3 | 73.3 | 522 | 7.1214
2010 | 11 | 1 | 14 | 64 | 64 | 458 | 7.1562
2010 | 11 | 1 | 15 | 59.7 | 59.7 | 428 | 7.1692
2010 | 11 | 1 | 16 | 77.8 | 77.8 | 553 | 7.108
2010 | 11 | 1 | 17 | 108 | 108 | 756 | 7
2010 | 11 | 1 | 18 | 107.1 | 107.1 | 747 | 6.9748
2010 | 11 | 1 | 19 | 91.5 | 91.5 | 644 | 7.0383
2010 | 11 | 1 | 20 | 89 | 89 | 632 | 7.1011
2010 | 11 | 1 | 21 | 109.7 | 109.7 | 765 | 6.9736
2010 | 11 | 1 | 22 | 79.1 | 79.1 | 556 | 7.0291
2010 | 11 | 1 | 23 | 68.2 | 68.2 | 492 | 7.2141
2010 | 11 | 1 | 24 | 56.9 | 56.9 | 411 | 7.2232
2010 | 11 | 2 | 1 | 27.1 | 27.1 | 195 | 7.1956
2010 | 11 | 2 | 2 | 19.3 | 19.3 | 140 | 7.2539
2010 | 11 | 2 | 3 | 14.4 | 14.4 | 103 | 7.1528
2010 | 11 | 2 | 4 | 16.3 | 16.3 | 116 | 7.1166
2010 | 11 | 2 | 5 | 21.5 | 21.5 | 153 | 7.1163
2010 | 11 | 2 | 6 | 44.8 | 44.8 | 324 | 7.2321
2010 | 11 | 2 | 7 | 76.4 | 76.4 | 543 | 7.1073
2010 | 11 | 2 | 8 | 85.8 | 85.8 | 605 | 7.0513
2010 | 11 | 2 | 9 | 93.1 | 93.1 | 661 | 7.0999
2010 | 11 | 2 | 10 | 108.4 | 108.4 | 762 | 7.0295
2010 | 11 | 2 | 11 | 94.9 | 94.9 | 667 | 7.0285
2010 | 11 | 2 | 12 | 91.6 | 91.6 | 626 | 6.8341
2010 | 11 | 2 | 13 | 98.6 | 98.6 | 693 | 7.0284
2010 | 11 | 2 | 14 | 108.7 | 108.7 | 762 | 7.0101
2010 | 11 | 2 | 15 | 130.6 | 130.6 | 899 | 6.8836
2010 | 11 | 2 | 16 | 127.8 | 127.8 | 883 | 6.9092
2010 | 11 | 2 | 17 | 109.8 | 109.8 | 768 | 6.9945
2010 | 11 | 2 | 18 | 122.7 | 122.7 | 852 | 6.9438
2010 | 11 | 2 | 19 | 160.1 | 160.1 | 1056 | 6.5959
2010 | 11 | 2 | 20 | 137 | 137 | 928 | 6.7737
2010 | 11 | 2 | 21 | 135.4 | 135.4 | 926 | 6.839
2010 | 11 | 2 | 22 | 105.6 | 105.6 | 738 | 6.9886
2010 | 11 | 2 | 23 | 92.4 | 89.5 | 635 | 7.095
2010 | 11 | 2 | 24 | 68.9 | 68.9 | 492 | 7.1408
2010 | 11 | 3 | 1 | 55.9 | 55.9 | 409 | 7.3166
2010 | 11 | 3 | 2 | 62.7 | 62.7 | 456 | 7.2727
2010 | 11 | 3 | 3 | 33.4 | 33.4 | 242 | 7.2455
2010 | 11 | 3 | 4 | 37.3 | 37.3 | 272 | 7.2922
2010 | 11 | 3 | 5 | 20.7 | 20.7 | 145 | 7.0048
2010 | 11 | 3 | 6 | 51.2 | 51.2 | 366 | 7.1484
2010 | 11 | 3 | 7 | 111.6 | 111.6 | 776 | 6.9534
2010 | 11 | 3 | 8 | 113.3 | 113.3 | 779 | 6.8756
2010 | 11 | 3 | 9 | 81.8 | 81.8 | 572 | 6.9927
2010 | 11 | 3 | 10 | 107.6 | 107.6 | 757 | 7.0353
2010 | 11 | 3 | 11 | 108.1 | 108.1 | 756 | 6.9935
2010 | 11 | 3 | 12 | 121.8 | 121.8 | 846 | 6.9458
2010 | 11 | 3 | 13 | 130.4 | 130.4 | 899 | 6.8942
2010 | 11 | 3 | 14 | 115.1 | 115.1 | 802 | 6.9679
2010 | 11 | 3 | 15 | 101.9 | 101.9 | 715 | 7.0167
2010 | 11 | 3 | 16 | 131.1 | 131.1 | 895 | 6.8268
2010 | 11 | 3 | 17 | 123.5 | 123.5 | 803 | 6.502
2010 | 11 | 3 | 18 | 107.9 | 107.9 | 755 | 6.9972
2010 | 11 | 3 | 19 | 115.3 | 115.3 | 802 | 6.9558
2010 | 11 | 3 | 20 | 89.3 | 89.3 | 623 | 6.9765
2010 | 11 | 3 | 21 | 122.3 | 122.3 | 844 | 6.9011
2010 | 11 | 3 | 22 | 93.5 | 93.5 | 657 | 7.0267
2010 | 11 | 3 | 23 | 92.2 | 92.2 | 655 | 7.1041
2010 | 11 | 3 | 24 | 68.9 | 68.9 | 493 | 7.1553
2010 | 11 | 4 | 2 | 39.1 | 39.1 | 285 | 7.289
2010 | 11 | 4 | 3 | 52.5 | 52.5 | 385 | 7.3333
2010 | 11 | 4 | 4 | 58.2 | 58.2 | 420 | 7.2165
2010 | 11 | 4 | 5 | 38.6 | 38.6 | 276 | 7.1503
2010 | 11 | 4 | 6 | 30.1 | 30.1 | 216 | 7.1761
2010 | 11 | 4 | 7 | 70.7 | 70.7 | 499 | 7.058
2010 | 11 | 4 | 8 | 76.2 | 76.2 | 533 | 6.9948
2010 | 11 | 4 | 9 | 100.4 | 100.4 | 704 | 7.012
2010 | 11 | 4 | 10 | 139.5 | 139.5 | 950 | 6.81
2010 | 11 | 4 | 11 | 120.6 | 120.6 | 827 | 6.8574
2010 | 11 | 4 | 12 | 92.2 | 92.2 | 647 | 7.0174
2010 | 11 | 4 | 13 | 114.2 | 114.2 | 796 | 6.9702
2010 | 11 | 4 | 14 | 108.2 | 108.2 | 749 | 6.9224
2010 | 11 | 4 | 15 | 96.1 | 96.1 | 669 | 6.9615
2010 | 11 | 4 | 16 | 104.5 | 104.5 | 735 | 7.0335
2010 | 11 | 4 | 17 | 117.1 | 117.1 | 815 | 6.9599
2010 | 11 | 4 | 18 | 92.9 | 92.9 | 648 | 6.9752
2010 | 11 | 4 | 19 | 90.5 | 90.5 | 640 | 7.0718
2010 | 11 | 4 | 20 | 102 | 102 | 719 | 7.049
2010 | 11 | 4 | 21 | 112.4 | 112.4 | 780 | 6.9395
2010 | 11 | 4 | 22 | 94.4 | 94.4 | 668 | 7.0763
2010 | 11 | 4 | 23 | 92.6 | 92.6 | 656 | 7.0842
2010 | 11 | 5 | 1 | 65.9 | 65.9 | 470 | 7.132
2010 | 11 | 5 | 2 | 26.2 | 26.2 | 189 | 7.2137
2010 | 11 | 5 | 3 | 43.8 | 43.8 | 319 | 7.2831
2010 | 11 | 5 | 4 | 58.7 | 58.7 | 422 | 7.1891
2010 | 11 | 5 | 5 | 71.3 | 71.3 | 513 | 7.195
2010 | 11 | 5 | 6 | 59.6 | 59.6 | 425 | 7.1309
2010 | 11 | 5 | 7 | 87 | 87 | 613 | 7.046
2010 | 11 | 5 | 8 | 75.3 | 75.3 | 533 | 7.0784
2010 | 11 | 5 | 9 | 113.2 | 113.2 | 792 | 6.9965
2010 | 11 | 5 | 10 | 132.6 | 132.6 | 912 | 6.8778
2010 | 11 | 5 | 11 | 103 | 103 | 720 | 6.9903
2010 | 11 | 5 | 12 | 110.4 | 110.4 | 772 | 6.9928
2010 | 11 | 5 | 13 | 103.4 | 103.4 | 729 | 7.0503
2010 | 11 | 5 | 14 | 118.7 | 118.7 | 830 | 6.9924
2010 | 11 | 5 | 15 | 128.4 | 128.4 | 890 | 6.9315
2010 | 11 | 5 | 16 | 127.6 | 127.6 | 882 | 6.9122
2010 | 11 | 5 | 17 | 112.6 | 112.6 | 788 | 6.9982
2010 | 11 | 5 | 18 | 97.3 | 97.3 | 685 | 7.0401
2010 | 11 | 5 | 19 | 85.6 | 85.6 | 606 | 7.0794
2010 | 11 | 5 | 20 | 82.3 | 82.3 | 583 | 7.0838
2010 | 11 | 5 | 21 | 92.6 | 92.6 | 656 | 7.0842
2010 | 11 | 5 | 22 | 104.3 | 104.3 | 737 | 7.0662
2010 | 11 | 5 | 23 | 105.2 | 105.2 | 741 | 7.0437
2010 | 11 | 5 | 24 | 87.9 | 87.9 | 627 | 7.1331
2010 | 11 | 6 | 1 | 90.4 | 90.4 | 640 | 7.0796
2010 | 11 | 6 | 2 | 46.5 | 46.5 | 331 | 7.1183
2010 | 11 | 6 | 3 | 46.2 | 46.2 | 335 | 7.2511
2010 | 11 | 6 | 4 | 55.3 | 55.3 | 397 | 7.179
2010 | 11 | 6 | 5 | 56.8 | 56.8 | 411 | 7.2359
2010 | 11 | 6 | 6 | 64.5 | 64.5 | 463 | 7.1783
2010 | 11 | 6 | 7 | 37.1 | 37.1 | 265 | 7.1429
2010 | 11 | 6 | 8 | 59.5 | 59.5 | 429 | 7.2101
2010 | 11 | 6 | 9 | 72.1 | 72.1 | 519 | 7.1983
2010 | 11 | 6 | 10 | 85.7 | 85.7 | 610 | 7.1179
2010 | 11 | 6 | 11 | 87.3 | 87.3 | 620 | 7.1019
2010 | 11 | 6 | 12 | 90.3 | 90.3 | 645 | 7.1429
2010 | 11 | 6 | 13 | 89.7 | 89.7 | 640 | 7.1349
2010 | 11 | 6 | 14 | 94.9 | 94.9 | 672 | 7.0811
2010 | 11 | 6 | 15 | 89.5 | 89.5 | 601 | 6.7151
2010 | 11 | 6 | 16 | 92.2 | 92.2 | 660 | 7.1584
2010 | 11 | 6 | 17 | 105.9 | 105.9 | 744 | 7.0255
2010 | 11 | 6 | 18 | 100.6 | 100.6 | 704 | 6.998
2010 | 11 | 6 | 19 | 86.1 | 86.1 | 608 | 7.0616
2010 | 11 | 6 | 20 | 110.8 | 110.8 | 777 | 7.0126
2010 | 11 | 6 | 21 | 111.2 | 111.2 | 778 | 6.9964
2010 | 11 | 6 | 22 | 114.5 | 114.5 | 798 | 6.9694
2010 | 11 | 6 | 23 | 85 | 85 | 606 | 7.1294
2010 | 11 | 6 | 24 | 90.5 | 90.5 | 643 | 7.105
2010 | 11 | 7 | 1 | 68.2 | 68.2 | 486 | 7.1261
2010 | 11 | 7 | 2 | 76.6 | 76.6 | 552 | 7.2063
2010 | 11 | 7 | 3 | 72.2 | 72.2 | 519 | 7.1884
2010 | 11 | 7 | 4 | 39.9 | 39.9 | 289 | 7.2431
2010 | 11 | 7 | 5 | 14.7 | 14.7 | 104 | 7.0748
2010 | 11 | 7 | 6 | 44.3 | 44.3 | 320 | 7.2235
2010 | 11 | 7 | 7 | 18.6 | 18.6 | 132 | 7.0968
2010 | 11 | 7 | 8 | 32.1 | 32.1 | 230 | 7.1651
2010 | 11 | 7 | 9 | 46 | 46 | 330 | 7.1739
2010 | 11 | 7 | 10 | 38.8 | 38.8 | 278 | 7.1649
2010 | 11 | 7 | 11 | 53.7 | 53.7 | 388 | 7.2253
2010 | 11 | 7 | 12 | 66.7 | 66.7 | 480 | 7.1964
2010 | 11 | 7 | 14 | 13.4 | 13.4 | 91 | 6.791
2010 | 11 | 7 | 15 | 23.4 | 23.4 | 169 | 7.2222
2010 | 11 | 7 | 16 | 52.5 | 52.5 | 377 | 7.181
2010 | 11 | 7 | 17 | 68.3 | 68.3 | 487 | 7.1303
2010 | 11 | 7 | 18 | 97.3 | 97.3 | 685 | 7.0401
2010 | 11 | 7 | 19 | 74.8 | 74.8 | 532 | 7.1123
2010 | 11 | 7 | 20 | 79.8 | 79.8 | 571 | 7.1554
2010 | 11 | 7 | 21 | 45.2 | 45.2 | 322 | 7.1239
2010 | 11 | 7 | 22 | 44 | 44 | 315 | 7.1591
2010 | 11 | 7 | 23 | 57.1 | 57.1 | 413 | 7.2329
2010 | 11 | 7 | 24 | 96 | 96 | 680 | 7.0833
2010 | 11 | 8 | 1 | 88 | 88 | 565 | 6.4205
2010 | 11 | 8 | 2 | 19 | 19 | 131 | 6.8947
2010 | 11 | 8 | 3 | 14.3 | 14.3 | 101 | 7.0629
2010 | 11 | 8 | 4 | 20.3 | 20.3 | 144 | 7.0936
2010 | 11 | 8 | 5 | 34.4 | 34.4 | 246 | 7.1512
2010 | 11 | 8 | 6 | 52.4 | 52.4 | 377 | 7.1947
2010 | 11 | 8 | 7 | 78.3 | 78.3 | 549 | 7.0115
2010 | 11 | 8 | 8 | 75.3 | 75.3 | 525 | 6.9721
2010 | 11 | 8 | 9 | 95.4 | 95.4 | 671 | 7.0335
2010 | 11 | 8 | 10 | 102.1 | 102.1 | 718 | 7.0323
2010 | 11 | 8 | 11 | 89.4 | 89.4 | 630 | 7.047
2010 | 11 | 8 | 12 | 47.2 | 47.2 | 336 | 7.1186
2010 | 11 | 8 | 13 | 61.1 | 61.1 | 442 | 7.234
2010 | 11 | 8 | 14 | 76.9 | 76.9 | 550 | 7.1521
2010 | 11 | 8 | 15 | 90.4 | 90.4 | 642 | 7.1018
2010 | 11 | 8 | 16 | 91.5 | 91.5 | 645 | 7.0492
2010 | 11 | 8 | 17 | 97.4 | 97.4 | 679 | 6.9713
2010 | 11 | 8 | 18 | 102.9 | 102.9 | 719 | 6.9874
2010 | 11 | 8 | 19 | 119.1 | 119.1 | 823 | 6.9102
2010 | 11 | 8 | 20 | 95.2 | 95.2 | 665 | 6.9853
2010 | 11 | 8 | 21 | 97.9 | 97.9 | 690 | 7.048
2010 | 11 | 8 | 22 | 71 | 71 | 503 | 7.0845
2010 | 11 | 8 | 23 | 50.1 | 50.1 | 359 | 7.1657
2010 | 11 | 8 | 24 | 57.5 | 57.5 | 413 | 7.1826
2010 | 11 | 9 | 1 | 52.8 | 52.8 | 380 | 7.197
2010 | 11 | 9 | 2 | 80.9 | 80.9 | 579 | 7.157
2010 | 11 | 9 | 3 | 75.2 | 75.2 | 532 | 7.0745
2010 | 11 | 9 | 4 | 47.3 | 47.3 | 332 | 7.019
2010 | 11 | 9 | 5 | 65.2 | 65.2 | 466 | 7.1472
2010 | 11 | 9 | 6 | 42.7 | 42.7 | 302 | 7.0726
2010 | 11 | 9 | 7 | 67 | 67 | 478 | 7.1343
2010 | 11 | 9 | 8 | 95 | 95 | 665 | 7
2010 | 11 | 9 | 9 | 89.7 | 89.7 | 631 | 7.0346
2010 | 11 | 9 | 10 | 118.3 | 118.3 | 823 | 6.9569
2010 | 11 | 9 | 11 | 104.9 | 104.9 | 730 | 6.959
2010 | 11 | 9 | 12 | 116.5 | 116.5 | 808 | 6.9356
2010 | 11 | 9 | 13 | 104.7 | 104.7 | 730 | 6.9723
2010 | 11 | 9 | 14 | 107.3 | 107.3 | 768 | 7.1575
2010 | 11 | 9 | 15 | 99 | 99 | 693 | 7
2010 | 11 | 9 | 16 | 97.4 | 97.4 | 681 | 6.9918
2010 | 11 | 9 | 17 | 99 | 99 | 689 | 6.9596
2010 | 11 | 9 | 18 | 102.3 | 102.3 | 713 | 6.9697
2010 | 11 | 9 | 19 | 109.6 | 109.6 | 764 | 6.9708
2010 | 11 | 9 | 20 | 99.8 | 99.8 | 699 | 7.004
2010 | 11 | 9 | 21 | 91.5 | 91.5 | 641 | 7.0055
2010 | 11 | 9 | 22 | 95.7 | 95.7 | 676 | 7.0637
2010 | 11 | 9 | 23 | 118.9 | 118.9 | 829 | 6.9722
2010 | 11 | 9 | 24 | 127.5 | 127.5 | 883 | 6.9255
2010 | 11 | 10 | 1 | 107.3 | 107.3 | 751 | 6.9991
2010 | 11 | 10 | 2 | 84.5 | 84.5 | 598 | 7.0769
2010 | 11 | 10 | 3 | 38.1 | 38.1 | 275 | 7.2178
2010 | 11 | 10 | 4 | 13.6 | 13.6 | 95 | 6.9853
2010 | 11 | 10 | 5 | 30.8 | 30.8 | 220 | 7.1429
2010 | 11 | 10 | 6 | 46 | 46 | 329 | 7.1522
2010 | 11 | 10 | 7 | 84.1 | 84.1 | 593 | 7.0511
2010 | 11 | 10 | 8 | 96.5 | 96.5 | 677 | 7.0155
2010 | 11 | 10 | 9 | 120.1 | 120.1 | 830 | 6.9109
2010 | 11 | 10 | 10 | 122.1 | 122.1 | 845 | 6.9206
2010 | 11 | 10 | 11 | 127.1 | 127.1 | 870 | 6.845
2010 | 11 | 10 | 12 | 103.5 | 103.5 | 716 | 6.9179
2010 | 11 | 10 | 13 | 87.9 | 87.9 | 616 | 7.008
2010 | 11 | 10 | 14 | 98.6 | 98.6 | 693 | 7.0284
2010 | 11 | 10 | 15 | 86.1 | 86.1 | 606 | 7.0383
2010 | 11 | 10 | 16 | 76 | 76 | 541 | 7.1184
2010 | 11 | 10 | 17 | 93.3 | 93.3 | 657 | 7.0418
2010 | 11 | 10 | 18 | 100 | 100 | 698 | 6.98
2010 | 11 | 10 | 19 | 86.9 | 86.9 | 611 | 7.0311
2010 | 11 | 10 | 20 | 83.9 | 83.9 | 594 | 7.0799
2010 | 11 | 10 | 21 | 77.2 | 77.2 | 545 | 7.0596
2010 | 11 | 10 | 22 | 64.9 | 64.9 | 466 | 7.1803
2010 | 11 | 10 | 23 | 79.8 | 79.8 | 568 | 7.1178
2010 | 11 | 10 | 24 | 102.4 | 102.4 | 721 | 7.041
2010 | 11 | 11 | 1 | 88.6 | 88.6 | 629 | 7.0993
2010 | 11 | 11 | 2 | 59 | 59 | 424 | 7.1864
2010 | 11 | 11 | 3 | 36.9 | 36.9 | 269 | 7.29
2010 | 11 | 11 | 4 | 15.8 | 15.8 | 111 | 7.0253
2010 | 11 | 11 | 5 | 26.4 | 26.4 | 188 | 7.1212
2010 | 11 | 11 | 6 | 37.3 | 37.3 | 271 | 7.2654
2010 | 11 | 11 | 7 | 58.7 | 58.7 | 419 | 7.138
2010 | 11 | 11 | 8 | 74.2 | 74.2 | 529 | 7.1294
2010 | 11 | 11 | 9 | 127.9 | 127.9 | 885 | 6.9195
2010 | 11 | 11 | 10 | 136.2 | 136.2 | 931 | 6.8355
2010 | 11 | 11 | 11 | 136.9 | 136.9 | 930 | 6.7933
2010 | 11 | 11 | 12 | 109.8 | 109.8 | 765 | 6.9672
2010 | 11 | 11 | 13 | 82.2 | 82.2 | 580 | 7.056
2010 | 11 | 11 | 14 | 82.8 | 82.8 | 592 | 7.1498
2010 | 11 | 11 | 15 | 87.9 | 87.9 | 641 | 7.2924
2010 | 11 | 11 | 16 | 89.3 | 89.3 | 632 | 7.0773
2010 | 11 | 11 | 17 | 109.5 | 109.5 | 766 | 6.9954
2010 | 11 | 11 | 18 | 86.7 | 86.7 | 610 | 7.0358
2010 | 11 | 11 | 19 | 96 | 96 | 680 | 7.0833
2010 | 11 | 11 | 20 | 83.6 | 83.6 | 592 | 7.0813
2010 | 11 | 11 | 21 | 94.8 | 94.8 | 670 | 7.0675
2010 | 11 | 11 | 22 | 95.7 | 95.7 | 683 | 7.1369
2010 | 11 | 11 | 23 | 95.3 | 95.3 | 674 | 7.0724
2010 | 11 | 11 | 24 | 75 | 75 | 534 | 7.12
2010 | 11 | 12 | 1 | 54.2 | 54.2 | 388 | 7.1587
2010 | 11 | 12 | 2 | 21.8 | 21.8 | 155 | 7.1101
2010 | 11 | 12 | 3 | 12.9 | 12.9 | 89 | 6.8992
2010 | 11 | 12 | 4 | 20.1 | 20.1 | 143 | 7.1144
2010 | 11 | 12 | 5 | 52.7 | 52.7 | 377 | 7.1537
2010 | 11 | 12 | 6 | 63.5 | 63.5 | 451 | 7.1024
2010 | 11 | 12 | 7 | 95.6 | 95.6 | 668 | 6.9874
2010 | 11 | 12 | 8 | 102.1 | 102.1 | 715 | 7.0029
2010 | 11 | 12 | 9 | 91.7 | 91.7 | 647 | 7.0556
2010 | 11 | 12 | 10 | 77.5 | 77.5 | 547 | 7.0581
2010 | 11 | 12 | 11 | 61.9 | 61.9 | 439 | 7.0921
2010 | 11 | 12 | 12 | 82.8 | 82.8 | 590 | 7.1256
2010 | 11 | 12 | 13 | 75.5 | 75.5 | 537 | 7.1126
2010 | 11 | 12 | 14 | 78.4 | 78.4 | 560 | 7.1429
2010 | 11 | 12 | 15 | 67.3 | 67.3 | 477 | 7.0877
2010 | 11 | 12 | 16 | 77.2 | 77.2 | 552 | 7.1503
2010 | 11 | 12 | 17 | 89.3 | 89.3 | 632 | 7.0773
2010 | 11 | 12 | 18 | 78.2 | 78.2 | 556 | 7.11
2010 | 11 | 12 | 19 | 50.3 | 50.3 | 357 | 7.0974
2010 | 11 | 12 | 20 | 50.4 | 50.4 | 360 | 7.1429
2010 | 11 | 12 | 21 | 45.2 | 45.2 | 322 | 7.1239
2010 | 11 | 12 | 22 | 82.9 | 82.9 | 592 | 7.1411
2010 | 11 | 12 | 23 | 93.3 | 93.3 | 662 | 7.0954
2010 | 11 | 12 | 24 | 87.1 | 87.1 | 619 | 7.1068
2010 | 11 | 13 | 1 | 56.3 | 56.3 | 402 | 7.1403
2010 | 11 | 13 | 2 | 45.7 | 45.7 | 330 | 7.221
2010 | 11 | 13 | 3 | 35.1 | 35.1 | 255 | 7.265
2010 | 11 | 13 | 4 | 45.5 | 45.5 | 328 | 7.2088
2010 | 11 | 13 | 5 | 53.5 | 53.5 | 383 | 7.1589
2010 | 11 | 13 | 6 | 68.3 | 68.3 | 490 | 7.1742
2010 | 11 | 13 | 7 | 60.6 | 60.6 | 434 | 7.1617
2010 | 11 | 13 | 8 | 69 | 69 | 492 | 7.1304
2010 | 11 | 13 | 9 | 61.3 | 61.3 | 435 | 7.0962
2010 | 11 | 13 | 10 | 75.2 | 75.2 | 536 | 7.1277
2010 | 11 | 13 | 11 | 71.4 | 71.4 | 511 | 7.1569
2010 | 11 | 13 | 12 | 74.9 | 74.9 | 536 | 7.1562
2010 | 11 | 13 | 13 | 69.6 | 69.6 | 498 | 7.1552
2010 | 11 | 13 | 14 | 59.9 | 59.9 | 429 | 7.1619
2010 | 11 | 13 | 15 | 70.4 | 70.4 | 502 | 7.1307
2010 | 11 | 13 | 16 | 75.6 | 75.6 | 539 | 7.1296
2010 | 11 | 13 | 17 | 77.8 | 77.8 | 554 | 7.1208
2010 | 11 | 13 | 18 | 83.5 | 83.5 | 593 | 7.1018
2010 | 11 | 13 | 19 | 69.4 | 69.4 | 493 | 7.1037
2010 | 11 | 13 | 20 | 56.4 | 56.4 | 404 | 7.1631
2010 | 11 | 13 | 21 | 47.1 | 47.1 | 334 | 7.0913
2010 | 11 | 13 | 22 | 22.7 | 22.7 | 161 | 7.0925
2010 | 11 | 13 | 23 | 33.9 | 33.9 | 246 | 7.2566
2010 | 11 | 13 | 24 | 45 | 45 | 326 | 7.2444
2010 | 11 | 14 | 1 | 56.1 | 56.1 | 404 | 7.2014
2010 | 11 | 14 | 2 | 21.1 | 21.1 | 150 | 7.109
2010 | 11 | 14 | 3 | 36.4 | 36.4 | 264 | 7.2527
2010 | 11 | 14 | 4 | 20.6 | 20.6 | 147 | 7.1359
2010 | 11 | 14 | 5 | 27.3 | 27.3 | 195 | 7.1429
2010 | 11 | 14 | 6 | 27.2 | 27.2 | 195 | 7.1691
2010 | 11 | 14 | 7 | 50.4 | 50.4 | 362 | 7.1825
2010 | 11 | 14 | 8 | 31.8 | 31.8 | 227 | 7.1384
2010 | 11 | 14 | 9 | 15.3 | 15.3 | 109 | 7.1242
2010 | 11 | 14 | 10 | 40 | 40 | 287 | 7.175
2010 | 11 | 14 | 11 | 44 | 44 | 315 | 7.1591
2010 | 11 | 14 | 12 | 64.6 | 64.6 | 462 | 7.1517
2010 | 11 | 14 | 13 | 63 | 63 | 456 | 7.2381
2010 | 11 | 14 | 14 | 66.2 | 66.2 | 475 | 7.1752
2010 | 11 | 14 | 15 | 40.6 | 40.6 | 287 | 7.069
2010 | 11 | 14 | 16 | 20.7 | 20.7 | 143 | 6.9082
2010 | 11 | 14 | 17 | 44.5 | 44.5 | 317 | 7.1236
2010 | 11 | 14 | 18 | 86.5 | 86.5 | 609 | 7.0405
2010 | 11 | 14 | 19 | 76 | 76 | 541 | 7.1184
2010 | 11 | 14 | 20 | 84.3 | 84.3 | 605 | 7.1767
2010 | 11 | 14 | 21 | 87.5 | 87.5 | 622 | 7.1086
2010 | 11 | 14 | 22 | 46.9 | 46.9 | 327 | 6.9723
2010 | 11 | 14 | 23 | 41.6 | 41.6 | 303 | 7.2837
2010 | 11 | 14 | 24 | 43.9 | 43.9 | 319 | 7.2665
2010 | 11 | 15 | 1 | 50.3 | 50.3 | 361 | 7.1769
2010 | 11 | 15 | 2 | 40.5 | 40.5 | 292 | 7.2099
2010 | 11 | 15 | 3 | 18.9 | 18.9 | 136 | 7.1958
2010 | 11 | 15 | 4 | 18.4 | 18.4 | 131 | 7.1196
2010 | 11 | 15 | 5 | 30.3 | 30.3 | 218 | 7.1947
2010 | 11 | 15 | 6 | 35.3 | 35.3 | 248 | 7.0255
2010 | 11 | 15 | 7 | 61.8 | 61.8 | 441 | 7.1359
2010 | 11 | 15 | 8 | 68.8 | 68.8 | 489 | 7.1076
2010 | 11 | 15 | 9 | 54.1 | 54.1 | 383 | 7.0795
2010 | 11 | 15 | 10 | 75.1 | 75.1 | 536 | 7.1372
2010 | 11 | 15 | 11 | 65.6 | 65.6 | 464 | 7.0732
2010 | 11 | 15 | 12 | 84.8 | 84.8 | 600 | 7.0755
2010 | 11 | 15 | 13 | 105.8 | 105.8 | 740 | 6.9943
2010 | 11 | 15 | 14 | 103.2 | 103.2 | 705 | 6.8314
2010 | 11 | 15 | 15 | 90.7 | 90.7 | 641 | 7.0673
2010 | 11 | 15 | 16 | 96.1 | 96.1 | 678 | 7.0552
2010 | 11 | 15 | 17 | 117.8 | 117.8 | 816 | 6.927
2010 | 11 | 15 | 18 | 109.5 | 109.5 | 758 | 6.9224
2010 | 11 | 15 | 19 | 128.2 | 128.2 | 884 | 6.8955
2010 | 11 | 15 | 20 | 126.8 | 126.8 | 873 | 6.8849
2010 | 11 | 15 | 21 | 137 | 137 | 936 | 6.8321
2010 | 11 | 15 | 22 | 117.2 | 117.2 | 815 | 6.9539
2010 | 11 | 15 | 23 | 134.3 | 134.3 | 917 | 6.828
2010 | 11 | 15 | 24 | 98.5 | 98.5 | 688 | 6.9848
2010 | 11 | 16 | 1 | 93.1 | 93.1 | 659 | 7.0784
2010 | 11 | 16 | 2 | 82.5 | 82.5 | 584 | 7.0788
2010 | 11 | 16 | 3 | 59.8 | 59.8 | 420 | 7.0234
2010 | 11 | 16 | 4 | 51.1 | 51.1 | 303 | 5.9295
2010 | 11 | 16 | 5 | 78.8 | 78.8 | 549 | 6.967
2010 | 11 | 16 | 6 | 81.7 | 81.7 | 568 | 6.9523
2010 | 11 | 16 | 7 | 91.5 | 91.5 | 646 | 7.0601
2010 | 11 | 16 | 8 | 84.7 | 84.7 | 597 | 7.0484
2010 | 11 | 16 | 9 | 65.2 | 65.2 | 461 | 7.0706
2010 | 11 | 16 | 10 | 65.1 | 65.1 | 460 | 7.0661
2010 | 11 | 16 | 11 | 67.2 | 67.2 | 483 | 7.1875
2010 | 11 | 16 | 12 | 64.1 | 64.1 | 439 | 6.8487
2010 | 11 | 16 | 13 | 96.8 | 96.8 | 679 | 7.0145
2010 | 11 | 16 | 14 | 95.3 | 95.3 | 670 | 7.0304
2010 | 11 | 16 | 15 | 110.1 | 110.1 | 771 | 7.0027
2010 | 11 | 16 | 16 | 108.7 | 108.7 | 763 | 7.0193
2010 | 11 | 16 | 17 | 107.4 | 107.4 | 751 | 6.9926
2010 | 11 | 16 | 18 | 120.4 | 120.4 | 833 | 6.9186
2010 | 11 | 16 | 19 | 120.9 | 120.9 | 837 | 6.9231
2010 | 11 | 16 | 20 | 146.8 | 146.8 | 991 | 6.7507
2010 | 11 | 16 | 21 | 150.9 | 150.9 | 1009 | 6.6865
2010 | 11 | 16 | 22 | 136.2 | 136.2 | 932 | 6.8429
2010 | 11 | 16 | 23 | 131.8 | 131.8 | 902 | 6.8437
2010 | 11 | 16 | 24 | 122.8 | 122.8 | 850 | 6.9218
2010 | 11 | 17 | 1 | 114.4 | 114.4 | 797 | 6.9668
2010 | 11 | 17 | 2 | 122.2 | 122.2 | 842 | 6.8903
2010 | 11 | 17 | 3 | 132.9 | 132.9 | 906 | 6.8172
2010 | 11 | 17 | 4 | 126.8 | 126.8 | 864 | 6.8139
2010 | 11 | 17 | 5 | 87 | 87 | 603 | 6.931
2010 | 11 | 17 | 6 | 96.2 | 96.2 | 670 | 6.9647
2010 | 11 | 17 | 7 | 61 | 61 | 426 | 6.9836
2010 | 11 | 17 | 8 | 97 | 97 | 666 | 6.866
2010 | 11 | 17 | 9 | 71.8 | 71.8 | 503 | 7.0056
2010 | 11 | 17 | 10 | 69.8 | 69.8 | 500 | 7.1633
2010 | 11 | 17 | 11 | 64.3 | 64.3 | 453 | 7.0451
2010 | 11 | 17 | 12 | 102.3 | 102.3 | 698 | 6.8231
2010 | 11 | 17 | 13 | 61.5 | 61.5 | 427 | 6.9431
2010 | 11 | 17 | 14 | 93.4 | 93.4 | 665 | 7.1199
2010 | 11 | 17 | 15 | 74.7 | 74.7 | 533 | 7.1352
2010 | 11 | 17 | 16 | 54.8 | 54.8 | 390 | 7.1168
2010 | 11 | 17 | 17 | 69.7 | 69.7 | 500 | 7.1736
2010 | 11 | 17 | 18 | 107.5 | 107.5 | 757 | 7.0419
2010 | 11 | 17 | 19 | 98.8 | 98.8 | 693 | 7.0142
2010 | 11 | 17 | 20 | 113.3 | 113.3 | 791 | 6.9815
2010 | 11 | 17 | 21 | 146.7 | 146.7 | 990 | 6.7485
2010 | 11 | 17 | 22 | 145.3 | 145.3 | 977 | 6.724
2010 | 11 | 17 | 23 | 110.5 | 110.5 | 775 | 7.0136
2010 | 11 | 17 | 24 | 105 | 105 | 741 | 7.0571
2010 | 11 | 18 | 1 | 119.4 | 119.4 | 814 | 6.8174
2010 | 11 | 18 | 2 | 83 | 83 | 579 | 6.9759
2010 | 11 | 18 | 3 | 99.4 | 99.4 | 686 | 6.9014
2010 | 11 | 18 | 4 | 94.8 | 94.8 | 676 | 7.1308
2010 | 11 | 18 | 5 | 42.3 | 42.3 | 302 | 7.1395
2010 | 11 | 18 | 6 | 41.3 | 41.3 | 294 | 7.1186
2010 | 11 | 18 | 7 | 73.2 | 73.2 | 515 | 7.0355
2010 | 11 | 18 | 8 | 67.3 | 67.3 | 476 | 7.0728
2010 | 11 | 18 | 9 | 96.4 | 96.4 | 681 | 7.0643
2010 | 11 | 18 | 10 | 91.2 | 91.2 | 645 | 7.0724
2010 | 11 | 18 | 11 | 119.4 | 119.4 | 824 | 6.9012
2010 | 11 | 18 | 12 | 85.8 | 85.8 | 598 | 6.9697
2010 | 11 | 18 | 13 | 112.8 | 112.8 | 793 | 7.0301
2010 | 11 | 18 | 14 | 100.4 | 100.4 | 698 | 6.9522
2010 | 11 | 18 | 15 | 97.6 | 97.6 | 683 | 6.998
2010 | 11 | 18 | 16 | 107.4 | 107.4 | 750 | 6.9832
2010 | 11 | 18 | 17 | 118.8 | 118.8 | 824 | 6.936
2010 | 11 | 18 | 18 | 154 | 154 | 1018 | 6.6104
2010 | 11 | 18 | 19 | 118.6 | 118.6 | 811 | 6.8381
2010 | 11 | 18 | 20 | 114.2 | 114.2 | 790 | 6.9177
2010 | 11 | 18 | 21 | 127.2 | 127.2 | 873 | 6.8632
2010 | 11 | 18 | 22 | 101.1 | 101.1 | 705 | 6.9733
2010 | 11 | 18 | 23 | 93.2 | 93.2 | 659 | 7.0708
2010 | 11 | 18 | 24 | 86.3 | 86.3 | 609 | 7.0568
2010 | 11 | 19 | 1 | 37.9 | 37.9 | 270 | 7.124
2010 | 11 | 19 | 2 | 37.3 | 37.3 | 271 | 7.2654
2010 | 11 | 19 | 3 | 43.9 | 43.9 | 317 | 7.221
2010 | 11 | 19 | 4 | 48.7 | 48.7 | 353 | 7.2485
2010 | 11 | 19 | 5 | 69.9 | 69.9 | 501 | 7.1674
2010 | 11 | 19 | 6 | 44.2 | 44.2 | 312 | 7.0588
2010 | 11 | 19 | 7 | 43.1 | 43.1 | 309 | 7.1694
2010 | 11 | 19 | 8 | 75.7 | 75.7 | 536 | 7.0806
2010 | 11 | 19 | 9 | 116.3 | 116.3 | 800 | 6.8788
2010 | 11 | 19 | 10 | 124.9 | 124.9 | 859 | 6.8775
2010 | 11 | 19 | 11 | 134 | 134 | 916 | 6.8358
2010 | 11 | 19 | 12 | 130.5 | 130.5 | 894 | 6.8506
2010 | 11 | 19 | 13 | 101.2 | 101.2 | 704 | 6.9565
2010 | 11 | 19 | 14 | 92.1 | 92.1 | 649 | 7.0467
2010 | 11 | 19 | 15 | 114.2 | 114.2 | 796 | 6.9702
2010 | 11 | 19 | 16 | 106.5 | 106.5 | 742 | 6.9671
2010 | 11 | 19 | 17 | 112.6 | 112.6 | 786 | 6.9805
2010 | 11 | 19 | 18 | 110.6 | 110.6 | 772 | 6.9801
2010 | 11 | 19 | 19 | 104 | 104 | 728 | 7
2010 | 11 | 19 | 20 | 124.1 | 124.1 | 862 | 6.946
2010 | 11 | 19 | 21 | 133.4 | 133.4 | 920 | 6.8966
2010 | 11 | 19 | 22 | 133 | 133 | 911 | 6.8496
2010 | 11 | 19 | 23 | 117.1 | 117.1 | 807 | 6.8915
2010 | 11 | 19 | 24 | 76.2 | 76.2 | 546 | 7.1654
2010 | 11 | 20 | 1 | 53.7 | 53.7 | 386 | 7.1881
2010 | 11 | 20 | 2 | 32.4 | 32.4 | 232 | 7.1605
2010 | 11 | 20 | 3 | 24.8 | 24.8 | 179 | 7.2177
2010 | 11 | 20 | 4 | 47.4 | 47.4 | 345 | 7.2785
2010 | 11 | 20 | 5 | 70.1 | 70.1 | 502 | 7.1612
2010 | 11 | 20 | 6 | 40.1 | 40.1 | 286 | 7.1322
2010 | 11 | 20 | 7 | 29.7 | 29.7 | 214 | 7.2054
2010 | 11 | 20 | 8 | 50.8 | 50.8 | 366 | 7.2047
2010 | 11 | 20 | 9 | 64 | 64 | 456 | 7.125
2010 | 11 | 20 | 10 | 82.6 | 82.6 | 585 | 7.0823
2010 | 11 | 20 | 11 | 103 | 103 | 722 | 7.0097
2010 | 11 | 20 | 12 | 117.8 | 117.8 | 819 | 6.9525
2010 | 11 | 20 | 13 | 96.6 | 96.6 | 680 | 7.0393
2010 | 11 | 20 | 14 | 77.9 | 77.9 | 552 | 7.086
2010 | 11 | 20 | 15 | 76.1 | 76.1 | 547 | 7.1879
2010 | 11 | 20 | 16 | 80 | 80 | 569 | 7.1125
2010 | 11 | 20 | 17 | 95.8 | 95.8 | 676 | 7.0564
2010 | 11 | 20 | 18 | 114.4 | 114.4 | 793 | 6.9318
2010 | 11 | 20 | 19 | 121.2 | 121.2 | 834 | 6.8812
2010 | 11 | 20 | 20 | 122.2 | 122.2 | 846 | 6.9231
2010 | 11 | 20 | 21 | 117.7 | 117.7 | 819 | 6.9584
2010 | 11 | 20 | 22 | 101.3 | 101.3 | 709 | 6.999
2010 | 11 | 20 | 23 | 76.9 | 76.9 | 546 | 7.1001
2010 | 11 | 20 | 24 | 60 | 60 | 430 | 7.1667
2010 | 11 | 21 | 1 | 64.1 | 64.1 | 460 | 7.1763
2010 | 11 | 21 | 2 | 53.5 | 53.5 | 387 | 7.2336
2010 | 11 | 21 | 3 | 45.2 | 45.2 | 327 | 7.2345
2010 | 11 | 21 | 4 | 46.4 | 46.4 | 331 | 7.1336
2010 | 11 | 21 | 5 | 25.1 | 25.1 | 180 | 7.1713
2010 | 11 | 21 | 6 | 44.2 | 44.2 | 317 | 7.1719
2010 | 11 | 21 | 7 | 44.8 | 44.8 | 321 | 7.1652
2010 | 11 | 21 | 8 | 71.5 | 71.5 | 505 | 7.0629
2010 | 11 | 21 | 9 | 71 | 71 | 507 | 7.1408
2010 | 11 | 21 | 10 | 52.6 | 52.6 | 371 | 7.0532
2010 | 11 | 21 | 11 | 95.2 | 95.2 | 673 | 7.0693
2010 | 11 | 21 | 12 | 106.4 | 106.4 | 745 | 7.0019
2010 | 11 | 21 | 13 | 151.4 | 151.4 | 1024 | 6.7635
2010 | 11 | 21 | 14 | 132.8 | 132.8 | 907 | 6.8298
2010 | 11 | 21 | 15 | 91.1 | 91.1 | 633 | 6.9484
2010 | 11 | 21 | 16 | 88.9 | 88.9 | 610 | 6.8616
2010 | 11 | 21 | 17 | 111.3 | 111.3 | 777 | 6.9811
2010 | 11 | 21 | 18 | 120.8 | 120.8 | 831 | 6.8791
2010 | 11 | 21 | 19 | 136.3 | 136.3 | 931 | 6.8305
2010 | 11 | 21 | 20 | 171.2 | 171.2 | 1116 | 6.5187
2010 | 11 | 21 | 21 | 165.3 | 165.3 | 1081 | 6.5396
2010 | 11 | 21 | 22 | 127.3 | 127.3 | 869 | 6.8264
2010 | 11 | 21 | 23 | 104.2 | 104.2 | 730 | 7.0058
2010 | 11 | 21 | 24 | 74.9 | 74.9 | 530 | 7.0761
2010 | 11 | 22 | 1 | 70.2 | 70.2 | 504 | 7.1795
2010 | 11 | 22 | 2 | 77.5 | 77.5 | 555 | 7.1613
2010 | 11 | 22 | 3 | 70.5 | 70.5 | 502 | 7.1206
2010 | 11 | 22 | 4 | 64.5 | 64.5 | 459 | 7.1163
2010 | 11 | 22 | 5 | 58.7 | 58.7 | 418 | 7.121
2010 | 11 | 22 | 6 | 57.3 | 57.3 | 409 | 7.1379
2010 | 11 | 22 | 7 | 67.7 | 67.7 | 476 | 7.031
2010 | 11 | 22 | 8 | 86.6 | 86.6 | 606 | 6.9977
2010 | 11 | 22 | 9 | 98.5 | 98.5 | 685 | 6.9543
2010 | 11 | 22 | 10 | 124.4 | 124.4 | 858 | 6.8971
2010 | 11 | 22 | 11 | 129 | 129 | 884 | 6.8527
2010 | 11 | 22 | 12 | 104.5 | 104.5 | 720 | 6.89
2010 | 11 | 22 | 13 | 92.2 | 92.2 | 642 | 6.9631
2010 | 11 | 22 | 14 | 103.6 | 103.6 | 724 | 6.9884
2010 | 11 | 22 | 15 | 113.6 | 113.6 | 792 | 6.9718
2010 | 11 | 22 | 16 | 110.9 | 110.9 | 773 | 6.9702
2010 | 11 | 22 | 17 | 106.5 | 106.5 | 743 | 6.9765
2010 | 11 | 22 | 18 | 102 | 102 | 714 | 7
2010 | 11 | 22 | 19 | 111.9 | 111.9 | 780 | 6.9705
2010 | 11 | 22 | 20 | 126.6 | 126.6 | 875 | 6.9115
2010 | 11 | 22 | 21 | 134.6 | 134.6 | 915 | 6.7979
2010 | 11 | 22 | 22 | 106.1 | 106.1 | 738 | 6.9557
2010 | 11 | 22 | 23 | 89.6 | 89.6 | 635 | 7.0871
2010 | 11 | 22 | 24 | 97.8 | 97.8 | 691 | 7.0654
2010 | 11 | 23 | 1 | 65.1 | 65.1 | 462 | 7.0968
2010 | 11 | 23 | 2 | 47 | 47 | 338 | 7.1915
2010 | 11 | 23 | 3 | 40.1 | 40.1 | 290 | 7.2319
2010 | 11 | 23 | 4 | 28.3 | 28.3 | 201 | 7.1025
2010 | 11 | 23 | 5 | 61 | 61 | 437 | 7.1639
2010 | 11 | 23 | 6 | 63 | 63 | 449 | 7.127
2010 | 11 | 23 | 7 | 77.8 | 77.8 | 545 | 7.0051
2010 | 11 | 23 | 8 | 88.2 | 88.2 | 618 | 7.0068
2010 | 11 | 23 | 9 | 148.4 | 148.4 | 998 | 6.7251
2010 | 11 | 23 | 10 | 161.8 | 161.8 | 1063 | 6.5698
2010 | 11 | 23 | 11 | 146.9 | 146.9 | 979 | 6.6644
2010 | 11 | 23 | 12 | 125.6 | 125.6 | 862 | 6.8631
2010 | 11 | 23 | 13 | 111.9 | 111.9 | 777 | 6.9437
2010 | 11 | 23 | 14 | 116 | 116 | 806 | 6.9483
2010 | 11 | 23 | 15 | 103.8 | 103.8 | 725 | 6.9846
2010 | 11 | 23 | 16 | 130.6 | 130.6 | 895 | 6.853
2010 | 11 | 23 | 17 | 131.9 | 131.9 | 900 | 6.8234
2010 | 11 | 23 | 18 | 148.2 | 148.2 | 990 | 6.6802
2010 | 11 | 23 | 19 | 144.8 | 144.8 | 973 | 6.7196
2010 | 11 | 23 | 20 | 135.5 | 135.5 | 918 | 6.7749
2010 | 11 | 23 | 21 | 130.2 | 130.2 | 890 | 6.8356
2010 | 11 | 23 | 22 | 128.7 | 128.7 | 880 | 6.8376
2010 | 11 | 23 | 23 | 119.9 | 119.9 | 828 | 6.9058
2010 | 11 | 23 | 24 | 121.6 | 121.6 | 840 | 6.9079
2010 | 11 | 24 | 1 | 110.3 | 110.3 | 769 | 6.9719
2010 | 11 | 24 | 2 | 103.6 | 103.6 | 727 | 7.0174
2010 | 11 | 24 | 3 | 85.3 | 85.3 | 600 | 7.034
2010 | 11 | 24 | 4 | 90.1 | 90.1 | 639 | 7.0921
2010 | 11 | 24 | 5 | 91.1 | 91.1 | 641 | 7.0362
2010 | 11 | 24 | 6 | 74.8 | 74.8 | 530 | 7.0856
2010 | 11 | 24 | 7 | 101.4 | 101.4 | 711 | 7.0118
2010 | 11 | 24 | 8 | 101.6 | 101.6 | 705 | 6.939
2010 | 11 | 24 | 9 | 124.2 | 124.2 | 856 | 6.8921
2010 | 11 | 24 | 10 | 133.1 | 133.1 | 964 | 7.2427
2010 | 11 | 24 | 11 | 159 | 159 | 1049 | 6.5975
2010 | 11 | 24 | 12 | 144.7 | 144.7 | 969 | 6.6966
2010 | 11 | 24 | 13 | 121.9 | 121.9 | 843 | 6.9155
2010 | 11 | 24 | 14 | 116.6 | 116.6 | 773 | 6.6295
2010 | 11 | 24 | 15 | 98.6 | 98.6 | 689 | 6.9878
2010 | 11 | 24 | 16 | 105.4 | 105.4 | 735 | 6.9734
2010 | 11 | 24 | 17 | 108.7 | 108.7 | 756 | 6.9549
2010 | 11 | 24 | 18 | 125.2 | 125.2 | 859 | 6.861
2010 | 11 | 24 | 19 | 106 | 106 | 736 | 6.9434
2010 | 11 | 24 | 20 | 105.7 | 105.7 | 738 | 6.982
2010 | 11 | 24 | 21 | 104.9 | 104.9 | 733 | 6.9876
2010 | 11 | 24 | 22 | 93.7 | 93.7 | 654 | 6.9797
2010 | 11 | 24 | 23 | 93.6 | 93.6 | 657 | 7.0192
2010 | 11 | 24 | 24 | 92.6 | 92.6 | 650 | 7.0194
2010 | 11 | 25 | 1 | 97.4 | 97.4 | 685 | 7.0329
2010 | 11 | 25 | 2 | 95.2 | 95.2 | 671 | 7.0483
2010 | 11 | 25 | 3 | 92.6 | 92.6 | 653 | 7.0518
2010 | 11 | 25 | 4 | 86.9 | 86.9 | 612 | 7.0426
2010 | 11 | 25 | 5 | 82.6 | 82.6 | 585 | 7.0823
2010 | 11 | 25 | 6 | 87 | 87 | 616 | 7.0805
2010 | 11 | 25 | 7 | 99.5 | 99.5 | 698 | 7.0151
2010 | 11 | 25 | 8 | 119.2 | 119.2 | 827 | 6.9379
2010 | 11 | 25 | 9 | 111.4 | 111.4 | 773 | 6.939
2010 | 11 | 25 | 10 | 113.4 | 113.4 | 790 | 6.9665
2010 | 11 | 25 | 11 | 119.7 | 119.7 | 832 | 6.9507
2010 | 11 | 25 | 12 | 151.6 | 151.6 | 1014 | 6.6887
2010 | 11 | 25 | 13 | 138.8 | 138.8 | 938 | 6.7579
2010 | 11 | 25 | 14 | 150.6 | 150.6 | 1008 | 6.6932
2010 | 11 | 25 | 15 | 149.6 | 149.6 | 1002 | 6.6979
2010 | 11 | 25 | 16 | 143.9 | 143.9 | 968 | 6.7269
2010 | 11 | 25 | 17 | 129.2 | 129.2 | 786 | 6.0836
2010 | 11 | 25 | 18 | 110.9 | 110.9 | 768 | 6.9252
2010 | 11 | 25 | 19 | 111.6 | 111.6 | 775 | 6.9444
2010 | 11 | 25 | 20 | 116.1 | 116.1 | 803 | 6.9165
2010 | 11 | 25 | 21 | 128.5 | 128.5 | 881 | 6.856
2010 | 11 | 25 | 22 | 133.1 | 133.1 | 905 | 6.7994
2010 | 11 | 25 | 23 | 115.6 | 115.6 | 799 | 6.9118
2010 | 11 | 25 | 24 | 98.3 | 98.3 | 688 | 6.999
2010 | 11 | 26 | 1 | 66.8 | 66.8 | 469 | 7.021
2010 | 11 | 26 | 2 | 25.5 | 25.5 | 181 | 7.098
2010 | 11 | 26 | 3 | 22.7 | 22.7 | 160 | 7.0485
2010 | 11 | 26 | 4 | 45.4 | 45.4 | 325 | 7.1586
2010 | 11 | 26 | 5 | 71.8 | 71.8 | 510 | 7.1031
2010 | 11 | 26 | 6 | 84.6 | 84.6 | 595 | 7.0331
2010 | 11 | 26 | 7 | 99.9 | 99.9 | 694 | 6.9469
2010 | 11 | 26 | 8 | 78.2 | 78.2 | 553 | 7.0716
2010 | 11 | 26 | 9 | 91.2 | 91.2 | 649 | 7.1162
2010 | 11 | 26 | 10 | 89.7 | 89.7 | 614 | 6.845
2010 | 11 | 26 | 11 | 44.4 | 44.4 | 314 | 7.0721
2010 | 11 | 26 | 12 | 113.7 | 113.7 | 799 | 7.0273
2010 | 11 | 26 | 13 | 109.5 | 109.5 | 764 | 6.9772
2010 | 11 | 26 | 14 | 98.4 | 98.4 | 685 | 6.9614
2010 | 11 | 26 | 15 | 64.8 | 64.8 | 462 | 7.1296
2010 | 11 | 26 | 16 | 80.2 | 80.2 | 568 | 7.0823
2010 | 11 | 26 | 17 | 84.1 | 84.1 | 593 | 7.0511
2010 | 11 | 26 | 18 | 97.3 | 97.3 | 680 | 6.9887
2010 | 11 | 26 | 19 | 106.7 | 106.7 | 744 | 6.9728
2010 | 11 | 26 | 20 | 124.8 | 124.8 | 860 | 6.891
2010 | 11 | 26 | 21 | 149.5 | 149.5 | 1001 | 6.6957
2010 | 11 | 26 | 22 | 128 | 128 | 879 | 6.8672
2010 | 11 | 26 | 23 | 99.1 | 99.1 | 692 | 6.9828
2010 | 11 | 26 | 24 | 64.4 | 64.4 | 459 | 7.1273
2010 | 11 | 27 | 1 | 31.4 | 31.4 | 222 | 7.0701
2010 | 11 | 27 | 2 | 37.6 | 37.6 | 272 | 7.234
2010 | 11 | 27 | 3 | 59 | 59 | 425 | 7.2034
2010 | 11 | 27 | 4 | 73.4 | 73.4 | 524 | 7.139
2010 | 11 | 27 | 5 | 58.7 | 58.7 | 420 | 7.155
2010 | 11 | 27 | 6 | 46.7 | 46.7 | 332 | 7.1092
2010 | 11 | 27 | 7 | 58.9 | 58.9 | 421 | 7.1477
2010 | 11 | 27 | 8 | 109.9 | 109.9 | 766 | 6.97
2010 | 11 | 27 | 9 | 108.9 | 108.9 | 757 | 6.9513
2010 | 11 | 27 | 10 | 123.4 | 123.4 | 851 | 6.8963
2010 | 11 | 27 | 11 | 97.8 | 97.8 | 686 | 7.0143
2010 | 11 | 27 | 12 | 90.9 | 90.9 | 639 | 7.0297
2010 | 11 | 27 | 13 | 79.5 | 79.5 | 561 | 7.0566
2010 | 11 | 27 | 14 | 90 | 90 | 639 | 7.1
2010 | 11 | 27 | 15 | 107.4 | 107.4 | 755 | 7.0298
2010 | 11 | 27 | 16 | 95.8 | 95.8 | 673 | 7.0251
2010 | 11 | 27 | 17 | 93.7 | 93.7 | 662 | 7.0651
2010 | 11 | 27 | 18 | 114.9 | 114.9 | 800 | 6.9626
2010 | 11 | 27 | 19 | 113.9 | 113.9 | 787 | 6.9096
2010 | 11 | 27 | 20 | 134 | 134 | 918 | 6.8507
2010 | 11 | 27 | 21 | 153.7 | 153.7 | 1027 | 6.6818
2010 | 11 | 27 | 22 | 136.8 | 136.8 | 930 | 6.7982
2010 | 11 | 27 | 23 | 94.5 | 94.5 | 663 | 7.0159
2010 | 11 | 27 | 24 | 31.1 | 31.1 | 222 | 7.1383
2010 | 11 | 28 | 1 | 13.6 | 13.6 | 92 | 6.7647
2010 | 11 | 28 | 2 | 42.1 | 42.1 | 303 | 7.1971
2010 | 11 | 28 | 3 | 110.1 | 110.1 | 773 | 7.0209
2010 | 11 | 28 | 4 | 105.9 | 105.9 | 739 | 6.9783
2010 | 11 | 28 | 5 | 67.6 | 67.6 | 481 | 7.1154
2010 | 11 | 28 | 6 | 69 | 69 | 497 | 7.2029
2010 | 11 | 28 | 7 | 48.1 | 48.1 | 346 | 7.1933
2010 | 11 | 28 | 8 | 28.6 | 28.6 | 205 | 7.1678
2010 | 11 | 28 | 9 | 26.3 | 26.3 | 187 | 7.1103
2010 | 11 | 28 | 10 | 52.6 | 52.6 | 375 | 7.1293
2010 | 11 | 28 | 11 | 78.4 | 78.4 | 557 | 7.1046
2010 | 11 | 28 | 12 | 126 | 126 | 868 | 6.8889
2010 | 11 | 28 | 13 | 129.8 | 129.8 | 898 | 6.9183
2010 | 11 | 28 | 14 | 118.1 | 118.1 | 814 | 6.8925
2010 | 11 | 28 | 15 | 65.8 | 65.8 | 468 | 7.1125
2010 | 11 | 28 | 16 | 66.6 | 66.6 | 477 | 7.1622
2010 | 11 | 28 | 17 | 78.6 | 78.6 | 555 | 7.0611
2010 | 11 | 28 | 18 | 115.6 | 115.6 | 801 | 6.9291
2010 | 11 | 28 | 19 | 138.2 | 138.2 | 941 | 6.809
2010 | 11 | 28 | 20 | 140.5 | 140.5 | 952 | 6.7758
2010 | 11 | 28 | 21 | 138.1 | 138.1 | 939 | 6.7994
2010 | 11 | 28 | 22 | 122.6 | 122.6 | 850 | 6.9331
2010 | 11 | 28 | 23 | 111.5 | 111.5 | 778 | 6.9776
2010 | 11 | 28 | 24 | 84.4 | 84.4 | 599 | 7.0972
2010 | 11 | 29 | 1 | 52 | 52 | 373 | 7.1731
2010 | 11 | 29 | 2 | 31.6 | 31.6 | 229 | 7.2468
2010 | 11 | 29 | 3 | 58.8 | 58.8 | 424 | 7.2109
2010 | 11 | 29 | 4 | 77.1 | 77.1 | 550 | 7.1336
2010 | 11 | 29 | 5 | 94.2 | 94.2 | 663 | 7.0382
2010 | 11 | 29 | 6 | 110.7 | 110.7 | 771 | 6.9648
2010 | 11 | 29 | 7 | 122.8 | 122.8 | 846 | 6.8893
2010 | 11 | 29 | 8 | 116.5 | 116.5 | 807 | 6.927
2010 | 11 | 29 | 9 | 116.7 | 116.7 | 810 | 6.9409
2010 | 11 | 29 | 10 | 136.4 | 136.4 | 932 | 6.8328
2010 | 11 | 29 | 11 | 145.7 | 145.7 | 982 | 6.7399
2010 | 11 | 29 | 12 | 134 | 134 | 914 | 6.8209
2010 | 11 | 29 | 13 | 113.3 | 113.3 | 787 | 6.9462
2010 | 11 | 29 | 14 | 119.2 | 119.2 | 827 | 6.9379
2010 | 11 | 29 | 15 | 124.9 | 124.9 | 854 | 6.8375
2010 | 11 | 29 | 16 | 112.1 | 112.1 | 779 | 6.9492
2010 | 11 | 29 | 17 | 130.8 | 130.8 | 902 | 6.896
2010 | 11 | 29 | 18 | 119.9 | 119.9 | 826 | 6.8891
2010 | 11 | 29 | 19 | 107.2 | 107.2 | 738 | 6.8843
2010 | 11 | 29 | 20 | 126.5 | 126.5 | 871 | 6.8854
2010 | 11 | 29 | 21 | 142.8 | 142.8 | 968 | 6.7787
2010 | 11 | 29 | 22 | 138.5 | 138.5 | 941 | 6.7942
2010 | 11 | 29 | 23 | 108.4 | 108.4 | 755 | 6.9649
2010 | 11 | 29 | 24 | 85.9 | 85.9 | 610 | 7.1013
2010 | 11 | 30 | 1 | 74.6 | 74.6 | 530 | 7.1046
2010 | 11 | 30 | 2 | 74.6 | 74.6 | 536 | 7.185
2010 | 11 | 30 | 3 | 97.5 | 97.5 | 691 | 7.0872
2010 | 11 | 30 | 4 | 101.9 | 101.9 | 716 | 7.0265
2010 | 11 | 30 | 5 | 92.4 | 92.4 | 650 | 7.0346
2010 | 11 | 30 | 6 | 88.8 | 88.8 | 624 | 7.027
2010 | 11 | 30 | 7 | 80.2 | 80.2 | 561 | 6.995
2010 | 11 | 30 | 8 | 115.2 | 115.2 | 800 | 6.9444
2010 | 11 | 30 | 9 | 124.2 | 124.2 | 856 | 6.8921
2010 | 11 | 30 | 10 | 137.1 | 137.1 | 935 | 6.8198
2010 | 11 | 30 | 11 | 136.1 | 136.1 | 929 | 6.8259
2010 | 11 | 30 | 12 | 148.1 | 148.1 | 989 | 6.6779
2010 | 11 | 30 | 13 | 122.2 | 122.2 | 841 | 6.8822
2010 | 11 | 30 | 14 | 136.2 | 136.2 | 929 | 6.8209
2010 | 11 | 30 | 15 | 118 | 118 | 820 | 6.9492
2010 | 11 | 30 | 16 | 126 | 126 | 868 | 6.8889
2010 | 11 | 30 | 17 | 116 | 116 | 804 | 6.931
2010 | 11 | 30 | 18 | 106.3 | 106.3 | 738 | 6.9426
2010 | 11 | 30 | 19 | 132.8 | 132.8 | 912 | 6.8675
2010 | 11 | 30 | 20 | 150.8 | 150.8 | 1010 | 6.6976
2010 | 11 | 30 | 21 | 138.1 | 138.1 | 938 | 6.7922
2010 | 11 | 30 | 22 | 121.5 | 121.5 | 840 | 6.9136
2010 | 11 | 30 | 23 | 71.3 | 71.3 | 506 | 7.0968
2010 | 11 | 30 | 24 | 46.1 | 46.1 | 331 | 7.18
2010 | 12 | 1 | 1 | 32 | 32 | 235 | 7.3438
2010 | 12 | 1 | 2 | 45.1 | 45.1 | 324 | 7.184
2010 | 12 | 1 | 3 | 70.4 | 70.4 | 507 | 7.2017
2010 | 12 | 1 | 4 | 82.9 | 82.9 | 588 | 7.0929
2010 | 12 | 1 | 5 | 70.7 | 70.7 | 506 | 7.157
2010 | 12 | 1 | 6 | 70.7 | 70.7 | 507 | 7.1711
2010 | 12 | 1 | 7 | 101.6 | 101.6 | 711 | 6.998
2010 | 12 | 1 | 8 | 87.4 | 87.4 | 610 | 6.9794
2010 | 12 | 1 | 9 | 109.8 | 109.8 | 768 | 6.9945
2010 | 12 | 1 | 10 | 112 | 112 | 779 | 6.9554
2010 | 12 | 1 | 11 | 122.9 | 122.9 | 848 | 6.8999
2010 | 12 | 1 | 12 | 101.1 | 101.1 | 706 | 6.9832
2010 | 12 | 1 | 13 | 104 | 104 | 733 | 7.0481
2010 | 12 | 1 | 14 | 118 | 118 | 821 | 6.9576
2010 | 12 | 1 | 15 | 94.6 | 94.6 | 661 | 6.9873
2010 | 12 | 1 | 16 | 106.9 | 106.9 | 747 | 6.9878
2010 | 12 | 1 | 17 | 120.4 | 120.4 | 832 | 6.9103
2010 | 12 | 1 | 18 | 133.4 | 133.4 | 908 | 6.8066
2010 | 12 | 1 | 19 | 130.8 | 130.8 | 892 | 6.8196
2010 | 12 | 1 | 20 | 136.9 | 136.9 | 932 | 6.8079
2010 | 12 | 1 | 21 | 134 | 134 | 916 | 6.8358
2010 | 12 | 1 | 22 | 112 | 112 | 777 | 6.9375
2010 | 12 | 1 | 23 | 87.1 | 87.1 | 616 | 7.0723
2010 | 12 | 1 | 24 | 79.2 | 79.2 | 564 | 7.1212
2010 | 12 | 2 | 1 | 64.8 | 64.8 | 463 | 7.1451
2010 | 12 | 2 | 2 | 50.9 | 50.9 | 367 | 7.2102
2010 | 12 | 2 | 3 | 49.4 | 49.4 | 357 | 7.2267
2010 | 12 | 2 | 4 | 57.3 | 57.3 | 412 | 7.1902
2010 | 12 | 2 | 5 | 63.1 | 63.1 | 451 | 7.1474
2010 | 12 | 2 | 6 | 56.3 | 56.3 | 402 | 7.1403
2010 | 12 | 2 | 7 | 85.7 | 85.7 | 607 | 7.0828
2010 | 12 | 2 | 8 | 92.8 | 92.8 | 649 | 6.9935
2010 | 12 | 2 | 9 | 101.9 | 101.9 | 714 | 7.0069
2010 | 12 | 2 | 10 | 121.3 | 121.3 | 837 | 6.9002
2010 | 12 | 2 | 11 | 124.1 | 124.1 | 852 | 6.8654
2010 | 12 | 2 | 12 | 114.6 | 114.6 | 797 | 6.9546
2010 | 12 | 2 | 13 | 121.6 | 121.6 | 843 | 6.9326
2010 | 12 | 2 | 14 | 93.8 | 93.8 | 659 | 7.0256
2010 | 12 | 2 | 15 | 75.5 | 75.5 | 536 | 7.0993
2010 | 12 | 2 | 16 | 76.7 | 76.7 | 547 | 7.1317
2010 | 12 | 2 | 17 | 102 | 102 | 713 | 6.9902
2010 | 12 | 2 | 18 | 115.9 | 115.9 | 802 | 6.9198
2010 | 12 | 2 | 19 | 132.2 | 132.2 | 904 | 6.8381
2010 | 12 | 2 | 20 | 136.6 | 136.6 | 930 | 6.8082
2010 | 12 | 2 | 21 | 124.8 | 124.8 | 861 | 6.899
2010 | 12 | 2 | 22 | 108 | 108 | 754 | 6.9815
2010 | 12 | 2 | 23 | 96.9 | 96.9 | 685 | 7.0691
2010 | 12 | 2 | 24 | 95.6 | 95.6 | 670 | 7.0084
2010 | 12 | 3 | 1 | 115 | 115 | 798 | 6.9391
2010 | 12 | 3 | 2 | 75.5 | 75.5 | 539 | 7.1391
2010 | 12 | 3 | 3 | 17.2 | 17.2 | 121 | 7.0349
2010 | 12 | 3 | 4 | 23.5 | 23.5 | 172 | 7.3191
2010 | 12 | 3 | 5 | 23 | 23 | 164 | 7.1304
2010 | 12 | 3 | 6 | 38.6 | 38.6 | 277 | 7.1762
2010 | 12 | 3 | 7 | 71 | 71 | 513 | 7.2254
2010 | 12 | 3 | 8 | 118.8 | 118.8 | 825 | 6.9444
2010 | 12 | 3 | 9 | 124.1 | 124.1 | 850 | 6.8493
2010 | 12 | 3 | 10 | 157.1 | 157.1 | 1038 | 6.6073
2010 | 12 | 3 | 11 | 139.4 | 139.4 | 942 | 6.7575
2010 | 12 | 3 | 12 | 129.4 | 129.4 | 884 | 6.8315
2010 | 12 | 3 | 13 | 114.8 | 114.8 | 797 | 6.9425
2010 | 12 | 3 | 14 | 114.4 | 114.4 | 794 | 6.9406
2010 | 12 | 3 | 15 | 109.8 | 109.8 | 765 | 6.9672
2010 | 12 | 3 | 16 | 103.8 | 103.8 | 724 | 6.975
2010 | 12 | 3 | 17 | 96 | 96 | 670 | 6.9792
2010 | 12 | 3 | 18 | 104.9 | 104.9 | 731 | 6.9685
2010 | 12 | 3 | 19 | 101.7 | 101.7 | 711 | 6.9912
2010 | 12 | 3 | 20 | 120.7 | 120.7 | 838 | 6.9428
2010 | 12 | 3 | 21 | 129.9 | 129.9 | 893 | 6.8745
2010 | 12 | 3 | 22 | 114.2 | 114.2 | 791 | 6.9264
2010 | 12 | 3 | 23 | 85.1 | 85.1 | 598 | 7.027
2010 | 12 | 3 | 24 | 60 | 60 | 429 | 7.15
2010 | 12 | 4 | 1 | 50.3 | 50.3 | 364 | 7.2366
2010 | 12 | 4 | 2 | 50 | 50 | 361 | 7.22
2010 | 12 | 4 | 3 | 60.5 | 60.5 | 434 | 7.1736
2010 | 12 | 4 | 4 | 72.2 | 72.2 | 516 | 7.1468
2010 | 12 | 4 | 5 | 71 | 71 | 508 | 7.1549
2010 | 12 | 4 | 6 | 71.7 | 71.7 | 514 | 7.1688
2010 | 12 | 4 | 7 | 87.4 | 87.4 | 622 | 7.1167
2010 | 12 | 4 | 8 | 99.5 | 99.5 | 697 | 7.005
2010 | 12 | 4 | 9 | 98 | 98 | 690 | 7.0408
2010 | 12 | 4 | 10 | 123 | 123 | 849 | 6.9024
2010 | 12 | 4 | 11 | 131.1 | 131.1 | 899 | 6.8574
2010 | 12 | 4 | 12 | 121.7 | 121.7 | 841 | 6.9104
2010 | 12 | 4 | 13 | 121.9 | 121.9 | 846 | 6.9401
2010 | 12 | 4 | 14 | 107.9 | 107.9 | 754 | 6.988
2010 | 12 | 4 | 15 | 101.5 | 101.5 | 712 | 7.0148
2010 | 12 | 4 | 16 | 100.2 | 100.2 | 700 | 6.986
2010 | 12 | 4 | 17 | 137.1 | 137.1 | 934 | 6.8125
2010 | 12 | 4 | 18 | 123 | 123 | 844 | 6.8618
2010 | 12 | 4 | 19 | 131.7 | 131.7 | 904 | 6.8641
2010 | 12 | 4 | 20 | 134.2 | 134.2 | 919 | 6.848
2010 | 12 | 4 | 21 | 106.4 | 106.4 | 740 | 6.9549
2010 | 12 | 4 | 22 | 91.2 | 91.2 | 645 | 7.0724
2010 | 12 | 4 | 23 | 83.3 | 83.3 | 591 | 7.0948
2010 | 12 | 4 | 24 | 81.3 | 81.3 | 576 | 7.0849
2010 | 12 | 5 | 1 | 64.2 | 64.2 | 463 | 7.2118
2010 | 12 | 5 | 2 | 73 | 73 | 523 | 7.1644
2010 | 12 | 5 | 3 | 67.3 | 67.3 | 481 | 7.1471
2010 | 12 | 5 | 4 | 57.5 | 57.5 | 414 | 7.2
2010 | 12 | 5 | 5 | 47.5 | 47.5 | 342 | 7.2
2010 | 12 | 5 | 6 | 40.6 | 40.6 | 294 | 7.2414
2010 | 12 | 5 | 7 | 51.7 | 51.7 | 371 | 7.176
2010 | 12 | 5 | 8 | 69.5 | 69.5 | 498 | 7.1655
2010 | 12 | 5 | 9 | 75.8 | 75.8 | 540 | 7.124
2010 | 12 | 5 | 10 | 92.8 | 92.8 | 656 | 7.069
2010 | 12 | 5 | 11 | 108.6 | 108.6 | 760 | 6.9982
2010 | 12 | 5 | 12 | 114.9 | 114.9 | 800 | 6.9626
2010 | 12 | 5 | 13 | 77.2 | 77.2 | 544 | 7.0466
2010 | 12 | 5 | 14 | 72.6 | 72.6 | 521 | 7.1763
2010 | 12 | 5 | 15 | 58.9 | 58.9 | 417 | 7.0798
2010 | 12 | 5 | 16 | 95.9 | 95.9 | 679 | 7.0803
2010 | 12 | 5 | 17 | 102.7 | 102.7 | 716 | 6.9718
2010 | 12 | 5 | 18 | 106.1 | 106.1 | 740 | 6.9746
2010 | 12 | 5 | 19 | 107 | 107 | 747 | 6.9813
2010 | 12 | 5 | 20 | 115.5 | 115.5 | 801 | 6.9351
2010 | 12 | 5 | 21 | 118.5 | 118.5 | 843 | 7.1139
2010 | 12 | 5 | 22 | 114.9 | 114.9 | 800 | 6.9626
2010 | 12 | 5 | 23 | 89.2 | 89.2 | 627 | 7.0291
2010 | 12 | 5 | 24 | 60.2 | 60.2 | 428 | 7.1096
2010 | 12 | 6 | 1 | 61.1 | 61.1 | 440 | 7.2013
2010 | 12 | 6 | 2 | 64.2 | 64.2 | 461 | 7.1807
2010 | 12 | 6 | 3 | 61.8 | 61.8 | 442 | 7.1521
2010 | 12 | 6 | 4 | 70.2 | 70.2 | 505 | 7.1937
2010 | 12 | 6 | 5 | 67 | 67 | 478 | 7.1343
2010 | 12 | 6 | 6 | 59.8 | 59.8 | 427 | 7.1405
2010 | 12 | 6 | 7 | 82.8 | 82.8 | 584 | 7.0531
2010 | 12 | 6 | 8 | 120.8 | 120.8 | 827 | 6.846
2010 | 12 | 6 | 9 | 109.4 | 109.4 | 754 | 6.8921
2010 | 12 | 6 | 10 | 125.6 | 125.6 | 868 | 6.9108
2010 | 12 | 6 | 11 | 117 | 117 | 811 | 6.9316
2010 | 12 | 6 | 12 | 105.1 | 105.1 | 733 | 6.9743
2010 | 12 | 6 | 13 | 101.3 | 101.3 | 710 | 7.0089
2010 | 12 | 6 | 14 | 96.3 | 96.3 | 677 | 7.0301
2010 | 12 | 6 | 16 | 98.9 | 98.9 | 695 | 7.0273
2010 | 12 | 6 | 17 | 102.4 | 102.4 | 714 | 6.9727
2010 | 12 | 6 | 18 | 122.8 | 122.8 | 845 | 6.8811
2010 | 12 | 6 | 19 | 116.8 | 116.8 | 806 | 6.9007
2010 | 12 | 6 | 20 | 130.6 | 130.6 | 897 | 6.8683
2010 | 12 | 6 | 21 | 128.4 | 128.4 | 884 | 6.8847
2010 | 12 | 6 | 22 | 115.1 | 115.1 | 796 | 6.9157
2010 | 12 | 6 | 23 | 93.4 | 93.4 | 657 | 7.0343
2010 | 12 | 6 | 24 | 84.5 | 84.5 | 595 | 7.0414
2010 | 12 | 7 | 1 | 53.2 | 53.2 | 376 | 7.0677
2010 | 12 | 7 | 2 | 25.4 | 25.4 | 181 | 7.126
2010 | 12 | 7 | 3 | 41.9 | 41.9 | 303 | 7.2315
2010 | 12 | 7 | 4 | 34.4 | 34.4 | 246 | 7.1512
2010 | 12 | 7 | 5 | 50.7 | 50.7 | 363 | 7.1598
2010 | 12 | 7 | 6 | 49.1 | 49.1 | 350 | 7.1283
2010 | 12 | 7 | 7 | 102.8 | 102.8 | 717 | 6.9747
2010 | 12 | 7 | 8 | 94.5 | 94.5 | 660 | 6.9841
2010 | 12 | 7 | 9 | 99.1 | 99.1 | 728 | 7.3461
2010 | 12 | 7 | 10 | 107.3 | 107.3 | 751 | 6.9991
2010 | 12 | 7 | 11 | 122.2 | 122.2 | 845 | 6.9149
2010 | 12 | 7 | 12 | 116.8 | 116.8 | 813 | 6.9606
2010 | 12 | 7 | 13 | 138.9 | 138.9 | 948 | 6.8251
2010 | 12 | 7 | 14 | 120.3 | 120.3 | 834 | 6.9327
2010 | 12 | 7 | 15 | 105.2 | 105.2 | 738 | 7.0152
2010 | 12 | 7 | 16 | 137.7 | 137.7 | 935 | 6.7901
2010 | 12 | 7 | 17 | 123.5 | 123.5 | 844 | 6.834
2010 | 12 | 7 | 18 | 151.3 | 151.3 | 1008 | 6.6623
2010 | 12 | 7 | 19 | 132.2 | 132.2 | 900 | 6.8079
2010 | 12 | 7 | 20 | 133 | 133 | 907 | 6.8195
2010 | 12 | 7 | 21 | 121.5 | 121.5 | 839 | 6.9053
2010 | 12 | 7 | 22 | 108.9 | 108.9 | 760 | 6.9789
2010 | 12 | 7 | 23 | 107.1 | 107.1 | 753 | 7.0308
2010 | 12 | 7 | 24 | 71.6 | 71.6 | 511 | 7.1369
2010 | 12 | 8 | 1 | 79.4 | 79.4 | 566 | 7.1285
2010 | 12 | 8 | 2 | 52.4 | 52.4 | 378 | 7.2137
2010 | 12 | 8 | 3 | 58.5 | 58.5 | 425 | 7.265
2010 | 12 | 8 | 4 | 58.6 | 58.6 | 424 | 7.2355
2010 | 12 | 8 | 5 | 51 | 51 | 365 | 7.1569
2010 | 12 | 8 | 6 | 41.6 | 41.6 | 298 | 7.1635
2010 | 12 | 8 | 7 | 90 | 90 | 633 | 7.0333
2010 | 12 | 8 | 8 | 87.5 | 87.5 | 612 | 6.9943
2010 | 12 | 8 | 9 | 101.4 | 101.4 | 709 | 6.9921
2010 | 12 | 8 | 10 | 141.1 | 141.1 | 961 | 6.8108
2010 | 12 | 8 | 11 | 150.5 | 150.5 | 1012 | 6.7243
2010 | 12 | 8 | 12 | 124 | 124 | 851 | 6.8629
2010 | 12 | 8 | 13 | 111 | 111 | 774 | 6.973
2010 | 12 | 8 | 14 | 107.8 | 107.8 | 756 | 7.013
2010 | 12 | 8 | 15 | 100.6 | 100.6 | 705 | 7.008
2010 | 12 | 8 | 16 | 113.4 | 113.4 | 789 | 6.9577
2010 | 12 | 8 | 17 | 88.8 | 88.8 | 621 | 6.9932
2010 | 12 | 8 | 18 | 133.9 | 133.9 | 920 | 6.8708
2010 | 12 | 8 | 19 | 114.6 | 114.6 | 790 | 6.8935
2010 | 12 | 8 | 20 | 107.8 | 107.8 | 753 | 6.9852
2010 | 12 | 8 | 21 | 124.5 | 124.5 | 863 | 6.9317
2010 | 12 | 8 | 22 | 120.6 | 120.6 | 834 | 6.9154
2010 | 12 | 8 | 23 | 93.8 | 93.8 | 660 | 7.0362
2010 | 12 | 8 | 24 | 82.6 | 82.6 | 595 | 7.2034
2010 | 12 | 9 | 1 | 78.4 | 78.4 | 558 | 7.1173
2010 | 12 | 9 | 2 | 32.1 | 32.1 | 232 | 7.2274
2010 | 12 | 9 | 3 | 27.4 | 27.4 | 198 | 7.2263
2010 | 12 | 9 | 4 | 31.1 | 31.1 | 226 | 7.2669
2010 | 12 | 9 | 5 | 24.3 | 24.3 | 170 | 6.9959
2010 | 12 | 9 | 6 | 43.4 | 43.4 | 309 | 7.1198
2010 | 12 | 9 | 7 | 84 | 84 | 594 | 7.0714
2010 | 12 | 9 | 8 | 97.4 | 97.4 | 681 | 6.9918
2010 | 12 | 9 | 9 | 109.2 | 109.2 | 762 | 6.978
2010 | 12 | 9 | 10 | 126.9 | 126.9 | 879 | 6.9267
2010 | 12 | 9 | 11 | 120 | 120 | 831 | 6.925
2010 | 12 | 9 | 12 | 111.4 | 111.4 | 776 | 6.9659
2010 | 12 | 9 | 13 | 109.2 | 109.2 | 773 | 7.0788
2010 | 12 | 9 | 14 | 101.4 | 101.4 | 714 | 7.0414
2010 | 12 | 9 | 15 | 104.8 | 104.8 | 732 | 6.9847
2010 | 12 | 9 | 16 | 93.4 | 93.4 | 649 | 6.9486
2010 | 12 | 9 | 17 | 96.3 | 96.3 | 675 | 7.0093
2010 | 12 | 9 | 18 | 95 | 95 | 663 | 6.9789
2010 | 12 | 9 | 19 | 112.8 | 112.8 | 785 | 6.9592
2010 | 12 | 9 | 20 | 150.5 | 150.5 | 1011 | 6.7176
2010 | 12 | 9 | 21 | 164.4 | 164.4 | 1078 | 6.5572
2010 | 12 | 9 | 22 | 146.6 | 146.6 | 985 | 6.719
2010 | 12 | 9 | 23 | 105.7 | 105.7 | 737 | 6.9726
2010 | 12 | 9 | 24 | 68.1 | 68.1 | 489 | 7.1806
2010 | 12 | 10 | 1 | 44.7 | 44.7 | 317 | 7.0917
2010 | 12 | 10 | 2 | 32 | 32 | 231 | 7.2188
2010 | 12 | 10 | 3 | 84.2 | 84.2 | 602 | 7.1496
2010 | 12 | 10 | 4 | 88.3 | 88.3 | 626 | 7.0895
2010 | 12 | 10 | 5 | 67.3 | 67.3 | 480 | 7.1322
2010 | 12 | 10 | 6 | 55.7 | 55.7 | 398 | 7.1454
2010 | 12 | 10 | 7 | 77.1 | 77.1 | 548 | 7.1077
2010 | 12 | 10 | 8 | 105.3 | 105.3 | 733 | 6.9611
2010 | 12 | 10 | 9 | 112.1 | 112.1 | 777 | 6.9313
2010 | 12 | 10 | 10 | 133.6 | 133.6 | 916 | 6.8563
2010 | 12 | 10 | 11 | 129.8 | 129.8 | 892 | 6.8721
2010 | 12 | 10 | 12 | 103.7 | 103.7 | 723 | 6.972
2010 | 12 | 10 | 13 | 90.4 | 90.4 | 639 | 7.0686
2010 | 12 | 10 | 14 | 64 | 64 | 456 | 7.125
2010 | 12 | 10 | 15 | 46.3 | 46.3 | 333 | 7.1922
2010 | 12 | 10 | 16 | 49.4 | 49.4 | 354 | 7.166
2010 | 12 | 10 | 17 | 64.9 | 64.9 | 467 | 7.1957
2010 | 12 | 10 | 18 | 76.3 | 76.3 | 540 | 7.0773
2010 | 12 | 10 | 19 | 88 | 88 | 624 | 7.0909
2010 | 12 | 10 | 20 | 101.9 | 101.9 | 715 | 7.0167
2010 | 12 | 10 | 21 | 118.2 | 118.2 | 822 | 6.9543
2010 | 12 | 10 | 22 | 105.4 | 105.4 | 734 | 6.9639
2010 | 12 | 10 | 23 | 85.1 | 85.1 | 598 | 7.027
2010 | 12 | 10 | 24 | 53.6 | 53.6 | 386 | 7.2015
2010 | 12 | 11 | 1 | 51.4 | 51.4 | 370 | 7.1984
2010 | 12 | 11 | 2 | 38.2 | 38.2 | 275 | 7.199
2010 | 12 | 11 | 3 | 24.2 | 24.2 | 171 | 7.0661
2010 | 12 | 11 | 4 | 39.7 | 39.7 | 285 | 7.1788
2010 | 12 | 11 | 5 | 51 | 51 | 365 | 7.1569
2010 | 12 | 11 | 6 | 72.4 | 72.4 | 517 | 7.1409
2010 | 12 | 11 | 7 | 68.8 | 68.8 | 488 | 7.093
2010 | 12 | 11 | 8 | 85.1 | 85.1 | 595 | 6.9918
2010 | 12 | 11 | 9 | 79.2 | 79.2 | 557 | 7.0328
2010 | 12 | 11 | 10 | 84.3 | 84.3 | 591 | 7.0107
2010 | 12 | 11 | 11 | 101.7 | 101.7 | 704 | 6.9223
2010 | 12 | 11 | 12 | 106.4 | 106.4 | 741 | 6.9643
2010 | 12 | 11 | 13 | 96.5 | 96.5 | 673 | 6.9741
2010 | 12 | 11 | 14 | 96.3 | 96.3 | 677 | 7.0301
2010 | 12 | 11 | 15 | 89.9 | 89.9 | 631 | 7.0189
2010 | 12 | 11 | 16 | 81.5 | 81.5 | 572 | 7.0184
2010 | 12 | 11 | 17 | 91.5 | 91.5 | 641 | 7.0055
2010 | 12 | 11 | 18 | 92.1 | 92.1 | 643 | 6.9815
2010 | 12 | 11 | 19 | 103.5 | 103.5 | 721 | 6.9662
2010 | 12 | 11 | 20 | 122.4 | 122.4 | 842 | 6.8791
2010 | 12 | 11 | 21 | 119.7 | 119.7 | 825 | 6.8922
2010 | 12 | 11 | 22 | 115.1 | 115.1 | 798 | 6.9331
2010 | 12 | 11 | 23 | 85.1 | 85.1 | 591 | 6.9448
2010 | 12 | 11 | 24 | 56.8 | 56.8 | 392 | 6.9014
2010 | 12 | 12 | 1 | 21.2 | 21.2 | 153 | 7.217
2010 | 12 | 12 | 2 | 12.5 | 12.5 | 84 | 6.72
2010 | 12 | 12 | 3 | 12.7 | 12.7 | 90 | 7.0866
2010 | 12 | 12 | 4 | 16.6 | 16.6 | 116 | 6.988
2010 | 12 | 12 | 5 | 18.7 | 18.7 | 128 | 6.8449
2010 | 12 | 12 | 6 | 32 | 32 | 229 | 7.1562
2010 | 12 | 12 | 7 | 48.8 | 48.8 | 355 | 7.2746
2010 | 12 | 12 | 8 | 37.2 | 37.2 | 267 | 7.1774
2010 | 12 | 12 | 9 | 53.1 | 53.1 | 384 | 7.2316
2010 | 12 | 12 | 10 | 42.2 | 42.2 | 302 | 7.1564
2010 | 12 | 12 | 11 | 52.8 | 52.8 | 380 | 7.197
2010 | 12 | 12 | 12 | 72.8 | 72.8 | 522 | 7.1703
2010 | 12 | 12 | 13 | 77.9 | 77.9 | 550 | 7.0603
2010 | 12 | 12 | 14 | 51.9 | 51.9 | 374 | 7.2062
2010 | 12 | 12 | 15 | 62.8 | 62.8 | 450 | 7.1656
2010 | 12 | 12 | 16 | 46 | 46 | 324 | 7.0435
2010 | 12 | 12 | 17 | 101.7 | 101.7 | 710 | 6.9813
2010 | 12 | 12 | 18 | 109.9 | 109.9 | 756 | 6.879
2010 | 12 | 12 | 19 | 105.2 | 105.2 | 730 | 6.9392
2010 | 12 | 12 | 20 | 103.2 | 103.2 | 718 | 6.9574
2010 | 12 | 12 | 21 | 77.8 | 77.8 | 546 | 7.018
2010 | 12 | 12 | 22 | 61.4 | 61.4 | 435 | 7.0847
2010 | 12 | 12 | 23 | 47.4 | 47.4 | 339 | 7.1519
2010 | 12 | 12 | 24 | 37.3 | 37.3 | 271 | 7.2654
2010 | 12 | 13 | 1 | 34.1 | 34.1 | 247 | 7.2434
2010 | 12 | 13 | 2 | 23.9 | 23.9 | 170 | 7.113
2010 | 12 | 13 | 3 | 22.4 | 22.4 | 159 | 7.0982
2010 | 12 | 13 | 4 | 47 | 47 | 337 | 7.1702
2010 | 12 | 13 | 5 | 52.4 | 52.4 | 376 | 7.1756
2010 | 12 | 13 | 6 | 40.7 | 40.7 | 289 | 7.1007
2010 | 12 | 13 | 7 | 55.5 | 55.5 | 393 | 7.0811
2010 | 12 | 13 | 8 | 93.5 | 93.5 | 654 | 6.9947
2010 | 12 | 13 | 9 | 106 | 106 | 738 | 6.9623
2010 | 12 | 13 | 10 | 118.6 | 118.6 | 817 | 6.8887
2010 | 12 | 13 | 11 | 136.2 | 136.2 | 925 | 6.7915
2010 | 12 | 13 | 12 | 95.9 | 95.9 | 660 | 6.8822
2010 | 12 | 13 | 13 | 88.5 | 88.5 | 621 | 7.0169
2010 | 12 | 13 | 14 | 82.6 | 82.6 | 583 | 7.0581
2010 | 12 | 13 | 15 | 96 | 96 | 669 | 6.9688
2010 | 12 | 13 | 16 | 101 | 101 | 702 | 6.9505
2010 | 12 | 13 | 17 | 108.4 | 108.4 | 745 | 6.8727
2010 | 12 | 13 | 18 | 116.5 | 116.5 | 796 | 6.8326
2010 | 12 | 13 | 19 | 83.5 | 83.5 | 572 | 6.8503
2010 | 12 | 13 | 20 | 69.1 | 69.1 | 488 | 7.0622
2010 | 12 | 13 | 21 | 78.5 | 78.5 | 554 | 7.0573
2010 | 12 | 13 | 22 | 24.1 | 24.1 | 170 | 7.0539
2010 | 12 | 13 | 23 | 14.9 | 14.9 | 103 | 6.9128
2010 | 12 | 13 | 24 | 12.5 | 12.5 | 85 | 6.8
2010 | 12 | 14 | 1 | 19.4 | 19.4 | 134 | 6.9072
2010 | 12 | 14 | 2 | 28.7 | 28.7 | 199 | 6.9338
2010 | 12 | 14 | 3 | 16.4 | 16.4 | 116 | 7.0732
2010 | 12 | 14 | 4 | 22.6 | 22.6 | 160 | 7.0796
2010 | 12 | 14 | 5 | 32.2 | 32.2 | 228 | 7.0807
2010 | 12 | 14 | 6 | 35 | 35 | 247 | 7.0571
2010 | 12 | 14 | 7 | 82.9 | 82.9 | 576 | 6.9481
2010 | 12 | 14 | 8 | 90.3 | 90.3 | 627 | 6.9435
2010 | 12 | 14 | 9 | 99.6 | 99.6 | 692 | 6.9478
2010 | 12 | 14 | 10 | 90.4 | 90.4 | 632 | 6.9912
2010 | 12 | 14 | 11 | 67.8 | 67.8 | 478 | 7.0501
2010 | 12 | 14 | 12 | 73.7 | 73.7 | 525 | 7.1235
2010 | 12 | 14 | 13 | 58.4 | 58.4 | 415 | 7.1062
2010 | 12 | 14 | 14 | 59.6 | 59.6 | 426 | 7.1477
2010 | 12 | 14 | 15 | 59.2 | 59.2 | 422 | 7.1284
2010 | 12 | 14 | 16 | 46.9 | 46.9 | 331 | 7.0576
2010 | 12 | 14 | 17 | 54.7 | 54.7 | 386 | 7.0567
2010 | 12 | 14 | 18 | 84.6 | 84.6 | 589 | 6.9622
2010 | 12 | 14 | 19 | 106.7 | 106.7 | 734 | 6.8791
2010 | 12 | 14 | 20 | 114 | 114 | 783 | 6.8684
2010 | 12 | 14 | 21 | 83 | 83 | 576 | 6.9398
2010 | 12 | 14 | 22 | 58.2 | 58.2 | 410 | 7.0447
2010 | 12 | 14 | 23 | 18.5 | 18.5 | 129 | 6.973
2010 | 12 | 14 | 24 | 19.6 | 19.6 | 138 | 7.0408
2010 | 12 | 15 | 1 | 20.2 | 20.2 | 143 | 7.0792
2010 | 12 | 15 | 2 | 25.4 | 25.4 | 178 | 7.0079
2010 | 12 | 15 | 3 | 24.5 | 24.5 | 173 | 7.0612
2010 | 12 | 15 | 4 | 32.3 | 32.3 | 225 | 6.9659
2010 | 12 | 15 | 5 | 30.6 | 30.6 | 216 | 7.0588
2010 | 12 | 15 | 6 | 39.7 | 39.7 | 278 | 7.0025
2010 | 12 | 15 | 7 | 54.2 | 54.2 | 383 | 7.0664
2010 | 12 | 15 | 8 | 45.9 | 45.9 | 324 | 7.0588
2010 | 12 | 15 | 9 | 33 | 33 | 233 | 7.0606
2010 | 12 | 15 | 10 | 37.4 | 37.4 | 266 | 7.1123
2010 | 12 | 15 | 11 | 29.6 | 29.6 | 209 | 7.0608
2010 | 12 | 15 | 12 | 19.3 | 19.3 | 134 | 6.943
2010 | 12 | 15 | 13 | 50.8 | 50.8 | 360 | 7.0866
2010 | 12 | 15 | 14 | 49.3 | 49.3 | 349 | 7.0791
2010 | 12 | 15 | 15 | 41.1 | 41.1 | 301 | 7.3236
2010 | 12 | 15 | 16 | 38.6 | 38.6 | 278 | 7.2021
2010 | 12 | 15 | 17 | 52.2 | 52.2 | 368 | 7.0498
2010 | 12 | 15 | 18 | 41.3 | 41.3 | 290 | 7.0218
2010 | 12 | 15 | 19 | 32.5 | 32.5 | 229 | 7.0462
2010 | 12 | 15 | 20 | 44 | 44 | 314 | 7.1364
2010 | 12 | 15 | 21 | 51.5 | 51.5 | 364 | 7.068
2010 | 12 | 15 | 22 | 34.8 | 34.8 | 248 | 7.1264
2010 | 12 | 15 | 23 | 64.1 | 64.1 | 456 | 7.1139
2010 | 12 | 15 | 24 | 33.7 | 33.7 | 237 | 7.0326
2010 | 12 | 16 | 1 | 19.6 | 19.6 | 137 | 6.9898
2010 | 12 | 16 | 2 | 22.8 | 22.8 | 162 | 7.1053
2010 | 12 | 16 | 3 | 46.7 | 46.7 | 334 | 7.152
2010 | 12 | 16 | 4 | 40.7 | 40.7 | 290 | 7.1253
2010 | 12 | 16 | 5 | 23.7 | 23.7 | 167 | 7.0464
2010 | 12 | 16 | 6 | 39.2 | 39.2 | 279 | 7.1173
2010 | 12 | 16 | 7 | 74.3 | 74.3 | 519 | 6.9852
2010 | 12 | 16 | 8 | 110.3 | 110.3 | 753 | 6.8268
2010 | 12 | 16 | 9 | 92.1 | 92.1 | 647 | 7.025
2010 | 12 | 16 | 10 | 120.8 | 120.8 | 842 | 6.9702
2010 | 12 | 16 | 11 | 81.5 | 81.5 | 571 | 7.0061
2010 | 12 | 16 | 12 | 22.5 | 22.5 | 156 | 6.9333
2010 | 12 | 16 | 13 | 50.7 | 50.7 | 362 | 7.14
2010 | 12 | 16 | 14 | 109.6 | 109.6 | 772 | 7.0438
2010 | 12 | 16 | 15 | 120.5 | 120.5 | 832 | 6.9046
2010 | 12 | 16 | 16 | 99.8 | 99.8 | 699 | 7.004
2010 | 12 | 16 | 17 | 81 | 81 | 568 | 7.0123
2010 | 12 | 16 | 18 | 111.7 | 111.7 | 774 | 6.9293
2010 | 12 | 16 | 19 | 113 | 113 | 781 | 6.9115
2010 | 12 | 16 | 20 | 127.2 | 127.2 | 877 | 6.8947
2010 | 12 | 16 | 21 | 115.7 | 115.7 | 801 | 6.9231
2010 | 12 | 16 | 22 | 108.8 | 108.8 | 761 | 6.9945
2010 | 12 | 16 | 23 | 95.9 | 95.9 | 677 | 7.0594
2010 | 12 | 16 | 24 | 119.3 | 119.3 | 828 | 6.9405
2010 | 12 | 17 | 1 | 88.4 | 88.4 | 622 | 7.0362
2010 | 12 | 17 | 2 | 93.9 | 93.9 | 666 | 7.0927
2010 | 12 | 17 | 3 | 66.1 | 66.1 | 474 | 7.171
2010 | 12 | 17 | 4 | 54.4 | 54.4 | 389 | 7.1507
2010 | 12 | 17 | 5 | 73.4 | 73.4 | 523 | 7.1253
2010 | 12 | 17 | 6 | 89.1 | 89.1 | 629 | 7.0595
2010 | 12 | 17 | 7 | 115.4 | 115.4 | 797 | 6.9064
2010 | 12 | 17 | 8 | 106.1 | 106.1 | 734 | 6.918
2010 | 12 | 17 | 9 | 125.8 | 125.8 | 863 | 6.8601
2010 | 12 | 17 | 10 | 155.9 | 155.9 | 1036 | 6.6453
2010 | 12 | 17 | 11 | 147.3 | 147.3 | 985 | 6.687
2010 | 12 | 17 | 12 | 137.7 | 137.7 | 932 | 6.7683
2010 | 12 | 17 | 13 | 153.1 | 153.1 | 1022 | 6.6754
2010 | 12 | 17 | 14 | 154.1 | 154.1 | 1038 | 6.7359
2010 | 12 | 17 | 15 | 141.1 | 141.1 | 955 | 6.7682
2010 | 12 | 17 | 16 | 146.5 | 146.5 | 983 | 6.7099
2010 | 12 | 17 | 17 | 138.6 | 138.6 | 914 | 6.5945
2010 | 12 | 17 | 18 | 118.5 | 118.5 | 805 | 6.7932
2010 | 12 | 17 | 19 | 103.3 | 103.3 | 718 | 6.9506
2010 | 12 | 17 | 20 | 109.5 | 109.5 | 767 | 7.0046
2010 | 12 | 17 | 21 | 124 | 124 | 854 | 6.8871
2010 | 12 | 17 | 22 | 116.7 | 116.7 | 808 | 6.9237
2010 | 12 | 17 | 23 | 95.8 | 95.8 | 675 | 7.0459
2010 | 12 | 17 | 24 | 91.6 | 91.6 | 646 | 7.0524
2010 | 12 | 18 | 1 | 73.3 | 73.3 | 523 | 7.1351
2010 | 12 | 18 | 2 | 51.8 | 51.8 | 374 | 7.2201
2010 | 12 | 18 | 3 | 50.8 | 50.8 | 368 | 7.2441
2010 | 12 | 18 | 4 | 50.3 | 50.3 | 365 | 7.2565
2010 | 12 | 18 | 5 | 41.9 | 41.9 | 301 | 7.1838
2010 | 12 | 18 | 6 | 42.7 | 42.7 | 307 | 7.1897
2010 | 12 | 18 | 7 | 58.6 | 58.6 | 418 | 7.1331
2010 | 12 | 18 | 8 | 88.8 | 88.8 | 627 | 7.0608
2010 | 12 | 18 | 9 | 108 | 108 | 754 | 6.9815
2010 | 12 | 18 | 10 | 125.4 | 125.4 | 862 | 6.874
2010 | 12 | 18 | 11 | 116 | 116 | 803 | 6.9224
2010 | 12 | 18 | 12 | 103.1 | 103.1 | 723 | 7.0126
2010 | 12 | 18 | 13 | 103.9 | 103.9 | 730 | 7.026
2010 | 12 | 18 | 14 | 104.9 | 104.9 | 737 | 7.0257
2010 | 12 | 18 | 15 | 106 | 106 | 746 | 7.0377
2010 | 12 | 18 | 16 | 120.2 | 120.2 | 837 | 6.9634
2010 | 12 | 18 | 17 | 111.3 | 111.3 | 777 | 6.9811
2010 | 12 | 18 | 18 | 101.3 | 101.3 | 707 | 6.9793
2010 | 12 | 18 | 19 | 93.3 | 93.3 | 659 | 7.0632
2010 | 12 | 18 | 20 | 134.1 | 134.1 | 922 | 6.8755
2010 | 12 | 18 | 21 | 139.8 | 139.8 | 952 | 6.8097
2010 | 12 | 18 | 22 | 120.7 | 120.7 | 834 | 6.9097
2010 | 12 | 18 | 23 | 92.1 | 92.1 | 649 | 7.0467
2010 | 12 | 18 | 24 | 74.8 | 74.8 | 531 | 7.0989
2010 | 12 | 19 | 1 | 51.4 | 51.4 | 363 | 7.0623
2010 | 12 | 19 | 2 | 27 | 27 | 192 | 7.1111
2010 | 12 | 19 | 3 | 43.6 | 43.6 | 317 | 7.2706
2010 | 12 | 19 | 4 | 49.9 | 49.9 | 361 | 7.2345
2010 | 12 | 19 | 5 | 35 | 35 | 250 | 7.1429
2010 | 12 | 19 | 6 | 52.5 | 52.5 | 382 | 7.2762
2010 | 12 | 19 | 7 | 54.2 | 54.2 | 386 | 7.1218
2010 | 12 | 19 | 8 | 73.2 | 73.2 | 523 | 7.1448
2010 | 12 | 19 | 9 | 84.8 | 84.8 | 599 | 7.0637
2010 | 12 | 19 | 10 | 86.4 | 86.4 | 614 | 7.1065
2010 | 12 | 19 | 11 | 92.1 | 92.1 | 654 | 7.101
2010 | 12 | 19 | 12 | 71.1 | 71.1 | 508 | 7.1449
2010 | 12 | 19 | 13 | 66.8 | 66.8 | 479 | 7.1707
2010 | 12 | 19 | 14 | 77.8 | 77.8 | 557 | 7.1594
2010 | 12 | 19 | 15 | 86.9 | 86.9 | 621 | 7.1461
2010 | 12 | 19 | 16 | 84.6 | 84.6 | 602 | 7.1158
2010 | 12 | 19 | 17 | 84.2 | 84.2 | 597 | 7.0903
2010 | 12 | 19 | 18 | 99.9 | 99.9 | 701 | 7.017
2010 | 12 | 19 | 19 | 119.4 | 119.4 | 829 | 6.943
2010 | 12 | 19 | 20 | 127.7 | 127.7 | 880 | 6.8912
2010 | 12 | 19 | 21 | 137.1 | 137.1 | 937 | 6.8344
2010 | 12 | 19 | 22 | 109 | 109 | 758 | 6.9541
2010 | 12 | 19 | 23 | 66.4 | 66.4 | 465 | 7.003
2010 | 12 | 19 | 24 | 59.1 | 59.1 | 418 | 7.0728
2010 | 12 | 20 | 1 | 65.3 | 65.3 | 472 | 7.2282
2010 | 12 | 20 | 2 | 59.9 | 59.9 | 429 | 7.1619
2010 | 12 | 20 | 3 | 67.2 | 67.2 | 486 | 7.2321
2010 | 12 | 20 | 4 | 51.8 | 51.8 | 372 | 7.1815
2010 | 12 | 20 | 5 | 62.1 | 62.1 | 446 | 7.182
2010 | 12 | 20 | 6 | 48.6 | 48.6 | 346 | 7.1193
2010 | 12 | 20 | 7 | 91.3 | 91.3 | 644 | 7.0537
2010 | 12 | 20 | 8 | 112 | 112 | 775 | 6.9196
2010 | 12 | 20 | 9 | 120.2 | 120.2 | 833 | 6.9301
2010 | 12 | 20 | 10 | 129 | 129 | 890 | 6.8992
2010 | 12 | 20 | 11 | 88.9 | 88.9 | 625 | 7.0304
2010 | 12 | 20 | 12 | 89.5 | 89.5 | 629 | 7.0279
2010 | 12 | 20 | 13 | 98.9 | 98.9 | 694 | 7.0172
2010 | 12 | 20 | 14 | 115.3 | 115.3 | 805 | 6.9818
2010 | 12 | 20 | 15 | 125.9 | 125.9 | 874 | 6.942
2010 | 12 | 20 | 16 | 116.3 | 116.3 | 809 | 6.9561
2010 | 12 | 20 | 17 | 118.4 | 118.4 | 828 | 6.9932
2010 | 12 | 20 | 18 | 131.1 | 131.1 | 898 | 6.8497
2010 | 12 | 20 | 19 | 138.8 | 138.8 | 942 | 6.7867
2010 | 12 | 20 | 20 | 164.8 | 164.8 | 1084 | 6.5777
2010 | 12 | 20 | 21 | 155.8 | 155.8 | 1035 | 6.6431
2010 | 12 | 20 | 22 | 117.4 | 117.4 | 809 | 6.891
2010 | 12 | 20 | 23 | 82.9 | 82.9 | 587 | 7.0808
2010 | 12 | 20 | 24 | 69.7 | 69.7 | 497 | 7.1306
2010 | 12 | 21 | 1 | 50.2 | 50.2 | 362 | 7.2112
2010 | 12 | 21 | 2 | 41.3 | 41.3 | 297 | 7.1913
2010 | 12 | 21 | 3 | 46.4 | 46.4 | 337 | 7.2629
2010 | 12 | 21 | 4 | 51.1 | 51.1 | 370 | 7.2407
2010 | 12 | 21 | 5 | 45.7 | 45.7 | 329 | 7.1991
2010 | 12 | 21 | 6 | 71.6 | 71.6 | 511 | 7.1369
2010 | 12 | 21 | 7 | 74.8 | 74.8 | 531 | 7.0989
2010 | 12 | 21 | 8 | 82.6 | 82.6 | 587 | 7.1065
2010 | 12 | 21 | 9 | 109 | 109 | 764 | 7.0092
2010 | 12 | 21 | 10 | 121.6 | 121.6 | 840 | 6.9079
2010 | 12 | 21 | 11 | 132 | 132 | 903 | 6.8409
2010 | 12 | 21 | 12 | 121.6 | 121.6 | 843 | 6.9326
2010 | 12 | 21 | 13 | 113.9 | 113.9 | 792 | 6.9535
2010 | 12 | 21 | 14 | 105.4 | 105.4 | 738 | 7.0019
2010 | 12 | 21 | 15 | 105.2 | 105.2 | 735 | 6.9867
2010 | 12 | 21 | 16 | 114 | 114 | 794 | 6.9649
2010 | 12 | 21 | 17 | 120.3 | 120.3 | 831 | 6.9077
2010 | 12 | 21 | 18 | 102.8 | 102.8 | 715 | 6.9553
2010 | 12 | 21 | 19 | 89.1 | 89.1 | 623 | 6.9921
2010 | 12 | 21 | 20 | 93.3 | 93.3 | 656 | 7.0311
2010 | 12 | 21 | 21 | 97.6 | 97.6 | 685 | 7.0184
2010 | 12 | 21 | 22 | 93.7 | 93.7 | 659 | 7.0331
2010 | 12 | 21 | 23 | 88.7 | 88.7 | 626 | 7.0575
2010 | 12 | 21 | 24 | 79.5 | 79.5 | 565 | 7.1069
2010 | 12 | 22 | 1 | 82.4 | 82.4 | 585 | 7.0995
2010 | 12 | 22 | 2 | 28.3 | 28.3 | 202 | 7.1378
2010 | 12 | 22 | 3 | 23.4 | 23.4 | 168 | 7.1795
2010 | 12 | 22 | 4 | 30.6 | 30.6 | 217 | 7.0915
2010 | 12 | 22 | 5 | 38.5 | 38.5 | 272 | 7.0649
2010 | 12 | 22 | 6 | 70.1 | 70.1 | 492 | 7.0185
2010 | 12 | 22 | 7 | 90.7 | 90.7 | 631 | 6.957
2010 | 12 | 22 | 8 | 99 | 99 | 687 | 6.9394
2010 | 12 | 22 | 9 | 127.7 | 127.7 | 880 | 6.8912
2010 | 12 | 22 | 10 | 139.9 | 139.9 | 951 | 6.7977
2010 | 12 | 22 | 11 | 133.4 | 133.4 | 912 | 6.8366
2010 | 12 | 22 | 12 | 124.4 | 124.4 | 856 | 6.881
2010 | 12 | 22 | 13 | 133.6 | 133.6 | 913 | 6.8338
2010 | 12 | 22 | 14 | 115.1 | 115.1 | 796 | 6.9157
2010 | 12 | 22 | 15 | 115 | 115 | 800 | 6.9565
2010 | 12 | 22 | 16 | 108.3 | 108.3 | 755 | 6.9714
2010 | 12 | 22 | 17 | 89.7 | 89.7 | 634 | 7.068
2010 | 12 | 22 | 18 | 101.1 | 101.1 | 710 | 7.0227
2010 | 12 | 22 | 19 | 96.1 | 96.1 | 671 | 6.9823
2010 | 12 | 22 | 20 | 122.4 | 122.4 | 848 | 6.9281
2010 | 12 | 22 | 21 | 137.3 | 137.3 | 938 | 6.8318
2010 | 12 | 22 | 22 | 123.9 | 123.9 | 853 | 6.8846
2010 | 12 | 22 | 23 | 105.3 | 105.3 | 738 | 7.0085
2010 | 12 | 22 | 24 | 72.7 | 72.7 | 517 | 7.1114
2010 | 12 | 23 | 1 | 52.1 | 52.1 | 376 | 7.2169
2010 | 12 | 23 | 2 | 34.2 | 34.2 | 247 | 7.2222
2010 | 12 | 23 | 3 | 23 | 23 | 164 | 7.1304
2010 | 12 | 23 | 4 | 25 | 25 | 181 | 7.24
2010 | 12 | 23 | 5 | 42.2 | 42.2 | 302 | 7.1564
2010 | 12 | 23 | 6 | 45.9 | 45.9 | 328 | 7.146
2010 | 12 | 23 | 7 | 69.5 | 69.5 | 497 | 7.1511
2010 | 12 | 23 | 8 | 97.4 | 97.4 | 682 | 7.0021
2010 | 12 | 23 | 9 | 122.1 | 122.1 | 840 | 6.8796
2010 | 12 | 23 | 10 | 135.3 | 135.3 | 921 | 6.8071
2010 | 12 | 23 | 11 | 129.5 | 129.5 | 887 | 6.8494
2010 | 12 | 23 | 12 | 121.7 | 121.7 | 841 | 6.9104
2010 | 12 | 23 | 13 | 105.4 | 105.4 | 736 | 6.9829
2010 | 12 | 23 | 14 | 101.7 | 101.7 | 712 | 7.001
2010 | 12 | 23 | 15 | 100.3 | 100.3 | 695 | 6.9292
2010 | 12 | 23 | 16 | 122.3 | 122.3 | 846 | 6.9174
2010 | 12 | 23 | 17 | 121.7 | 121.7 | 839 | 6.894
2010 | 12 | 23 | 18 | 129.9 | 129.9 | 894 | 6.8822
2010 | 12 | 23 | 19 | 116.1 | 116.1 | 803 | 6.9165
2010 | 12 | 23 | 20 | 120 | 120 | 833 | 6.9417
2010 | 12 | 23 | 21 | 133.6 | 133.6 | 915 | 6.8488
2010 | 12 | 23 | 22 | 120.7 | 120.7 | 837 | 6.9345
2010 | 12 | 23 | 23 | 95 | 95 | 671 | 7.0632
2010 | 12 | 23 | 24 | 97.8 | 97.8 | 692 | 7.0757
2010 | 12 | 24 | 1 | 60.9 | 60.9 | 425 | 6.9787
2010 | 12 | 24 | 2 | 34.9 | 34.9 | 249 | 7.1347
2010 | 12 | 24 | 3 | 51.7 | 51.7 | 370 | 7.1567
2010 | 12 | 24 | 4 | 67.1 | 67.1 | 474 | 7.0641
2010 | 12 | 24 | 5 | 58.4 | 58.4 | 418 | 7.1575
2010 | 12 | 24 | 6 | 86.3 | 86.3 | 612 | 7.0915
2010 | 12 | 24 | 7 | 86.6 | 86.6 | 613 | 7.0785
2010 | 12 | 24 | 8 | 56.7 | 56.7 | 398 | 7.0194
2010 | 12 | 24 | 9 | 37 | 37 | 264 | 7.1351
2010 | 12 | 24 | 10 | 84.3 | 84.3 | 593 | 7.0344
2010 | 12 | 24 | 11 | 129.2 | 129.2 | 887 | 6.8653
2010 | 12 | 24 | 12 | 133.5 | 133.5 | 911 | 6.824
2010 | 12 | 24 | 13 | 121.2 | 121.2 | 839 | 6.9224
2010 | 12 | 24 | 14 | 123.2 | 123.2 | 853 | 6.9237
2010 | 12 | 24 | 15 | 100.3 | 100.3 | 702 | 6.999
2010 | 12 | 24 | 16 | 94.6 | 94.6 | 666 | 7.0402
2010 | 12 | 24 | 17 | 105.7 | 105.7 | 740 | 7.0009
2010 | 12 | 24 | 18 | 86.7 | 86.7 | 610 | 7.0358
2010 | 12 | 24 | 19 | 94.3 | 94.3 | 666 | 7.0626
2010 | 12 | 24 | 20 | 103.1 | 103.1 | 724 | 7.0223
2010 | 12 | 24 | 21 | 116.8 | 116.8 | 814 | 6.9692
2010 | 12 | 24 | 22 | 94.2 | 94.2 | 661 | 7.017
2010 | 12 | 24 | 23 | 106.8 | 106.8 | 748 | 7.0037
2010 | 12 | 24 | 24 | 80.3 | 80.3 | 567 | 7.061
2010 | 12 | 25 | 1 | 59.5 | 59.5 | 428 | 7.1933
2010 | 12 | 25 | 2 | 46.7 | 46.7 | 339 | 7.2591
2010 | 12 | 25 | 3 | 29.3 | 29.3 | 213 | 7.2696
2010 | 12 | 25 | 4 | 14.9 | 14.9 | 104 | 6.9799
2010 | 12 | 25 | 5 | 28.9 | 28.9 | 208 | 7.1972
2010 | 12 | 25 | 6 | 29.8 | 29.8 | 213 | 7.1477
2010 | 12 | 25 | 7 | 50.8 | 50.8 | 368 | 7.2441
2010 | 12 | 25 | 8 | 54.5 | 54.5 | 390 | 7.156
2010 | 12 | 25 | 9 | 44.2 | 44.2 | 318 | 7.1946
2010 | 12 | 25 | 10 | 36.4 | 36.4 | 261 | 7.1703
2010 | 12 | 25 | 11 | 54.7 | 54.7 | 395 | 7.2212
2010 | 12 | 25 | 12 | 103.9 | 103.9 | 734 | 7.0645
2010 | 12 | 25 | 13 | 95.5 | 95.5 | 675 | 7.0681
2010 | 12 | 25 | 14 | 77.9 | 77.9 | 556 | 7.1374
2010 | 12 | 25 | 15 | 67.4 | 67.4 | 482 | 7.1513
2010 | 12 | 25 | 16 | 39.2 | 39.2 | 279 | 7.1173
2010 | 12 | 25 | 17 | 77 | 77 | 547 | 7.1039
2010 | 12 | 25 | 18 | 108.8 | 108.8 | 761 | 6.9945
2010 | 12 | 25 | 19 | 133.1 | 133.1 | 913 | 6.8595
2010 | 12 | 25 | 20 | 100.9 | 100.9 | 706 | 6.997
2010 | 12 | 25 | 21 | 87.1 | 87.1 | 612 | 7.0264
2010 | 12 | 25 | 22 | 70.4 | 70.4 | 504 | 7.1591
2010 | 12 | 25 | 23 | 86.2 | 86.2 | 613 | 7.1114
2010 | 12 | 25 | 24 | 46.4 | 46.4 | 332 | 7.1552
2010 | 12 | 26 | 1 | 55.2 | 55.2 | 401 | 7.2645
2010 | 12 | 26 | 2 | 43.7 | 43.7 | 316 | 7.2311
2010 | 12 | 26 | 3 | 37.3 | 37.3 | 267 | 7.1582
2010 | 12 | 26 | 4 | 31.8 | 31.8 | 230 | 7.2327
2010 | 12 | 26 | 5 | 38.8 | 38.8 | 280 | 7.2165
2010 | 12 | 26 | 6 | 53.4 | 53.4 | 385 | 7.2097
2010 | 12 | 26 | 7 | 40.4 | 40.4 | 291 | 7.203
2010 | 12 | 26 | 8 | 34.9 | 34.9 | 250 | 7.1633
2010 | 12 | 26 | 10 | 43.4 | 43.4 | 309 | 7.1198
2010 | 12 | 26 | 11 | 83.1 | 83.1 | 591 | 7.1119
2010 | 12 | 26 | 12 | 81.2 | 81.2 | 580 | 7.1429
2010 | 12 | 26 | 13 | 54.3 | 54.3 | 382 | 7.035
2010 | 12 | 26 | 14 | 23.3 | 23.3 | 164 | 7.0386
2010 | 12 | 26 | 15 | 21 | 21 | 148 | 7.0476
2010 | 12 | 26 | 16 | 69.1 | 69.1 | 490 | 7.0912
2010 | 12 | 26 | 17 | 117.2 | 117.2 | 814 | 6.9454
2010 | 12 | 26 | 18 | 105.7 | 105.7 | 658 | 6.2252
2010 | 12 | 26 | 19 | 103 | 103 | 721 | 7
2010 | 12 | 26 | 20 | 87.4 | 87.4 | 617 | 7.0595
2010 | 12 | 26 | 21 | 90.4 | 90.4 | 638 | 7.0575
2010 | 12 | 26 | 22 | 73.8 | 73.8 | 528 | 7.1545
2010 | 12 | 26 | 23 | 64.6 | 64.6 | 462 | 7.1517
2010 | 12 | 26 | 24 | 66.7 | 66.7 | 478 | 7.1664
2010 | 12 | 27 | 1 | 44.1 | 44.1 | 319 | 7.2336
2010 | 12 | 27 | 2 | 41.9 | 41.9 | 304 | 7.2554
2010 | 12 | 27 | 3 | 39.3 | 39.3 | 284 | 7.2265
2010 | 12 | 27 | 4 | 38.1 | 38.1 | 274 | 7.1916
2010 | 12 | 27 | 5 | 72.6 | 72.6 | 519 | 7.1488
2010 | 12 | 27 | 6 | 89 | 89 | 630 | 7.0787
2010 | 12 | 27 | 7 | 102.6 | 102.6 | 718 | 6.9981
2010 | 12 | 27 | 8 | 73.3 | 73.3 | 520 | 7.0941
2010 | 12 | 27 | 9 | 99.3 | 99.3 | 701 | 7.0594
2010 | 12 | 27 | 10 | 124.2 | 124.2 | 858 | 6.9082
2010 | 12 | 27 | 11 | 125.4 | 125.4 | 865 | 6.8979
2010 | 12 | 27 | 12 | 121.2 | 121.2 | 840 | 6.9307
2010 | 12 | 27 | 13 | 123.6 | 123.6 | 855 | 6.9175
2010 | 12 | 27 | 14 | 109.7 | 109.7 | 763 | 6.9553
2010 | 12 | 27 | 15 | 119.8 | 119.8 | 830 | 6.9282
2010 | 12 | 27 | 16 | 138 | 138 | 938 | 6.7971
2010 | 12 | 27 | 17 | 131.6 | 131.6 | 900 | 6.8389
2010 | 12 | 27 | 18 | 129.5 | 129.5 | 887 | 6.8494
2010 | 12 | 27 | 19 | 125.5 | 125.5 | 863 | 6.8765
2010 | 12 | 27 | 20 | 124 | 124 | 859 | 6.9274
2010 | 12 | 27 | 21 | 116.3 | 116.3 | 812 | 6.9819
2010 | 12 | 27 | 22 | 101.7 | 101.7 | 714 | 7.0206
2010 | 12 | 27 | 23 | 82.1 | 82.1 | 583 | 7.1011
2010 | 12 | 27 | 24 | 65.5 | 65.5 | 472 | 7.2061
2010 | 12 | 28 | 1 | 65 | 65 | 467 | 7.1846
2010 | 12 | 28 | 2 | 61.9 | 61.9 | 446 | 7.2052
2010 | 12 | 28 | 3 | 58.2 | 58.2 | 423 | 7.268
2010 | 12 | 28 | 4 | 62.2 | 62.2 | 450 | 7.2347
2010 | 12 | 28 | 5 | 45 | 45 | 324 | 7.2
2010 | 12 | 28 | 6 | 27.6 | 27.6 | 198 | 7.1739
2010 | 12 | 28 | 7 | 56.5 | 56.5 | 406 | 7.1858
2010 | 12 | 28 | 8 | 84.6 | 84.6 | 601 | 7.104
2010 | 12 | 28 | 9 | 115.5 | 115.5 | 799 | 6.9177
2010 | 12 | 28 | 10 | 149.8 | 149.8 | 1002 | 6.6889
2010 | 12 | 28 | 11 | 146.5 | 146.5 | 966 | 6.5939
2010 | 12 | 28 | 12 | 139 | 139 | 943 | 6.7842
2010 | 12 | 28 | 13 | 101.9 | 101.9 | 709 | 6.9578
2010 | 12 | 28 | 14 | 109.9 | 109.9 | 763 | 6.9427
2010 | 12 | 28 | 15 | 103 | 103 | 721 | 7
2010 | 12 | 28 | 16 | 133.5 | 133.5 | 915 | 6.8539
2010 | 12 | 28 | 17 | 119.5 | 119.5 | 818 | 6.8452
2010 | 12 | 28 | 18 | 116.5 | 116.5 | 803 | 6.8927
2010 | 12 | 28 | 19 | 117.9 | 117.9 | 814 | 6.9042
2010 | 12 | 28 | 20 | 152 | 152 | 1013 | 6.6645
2010 | 12 | 28 | 21 | 166.8 | 166.8 | 1085 | 6.5048
2010 | 12 | 28 | 22 | 151.8 | 151.8 | 1007 | 6.6337
2010 | 12 | 28 | 23 | 135.8 | 135.8 | 922 | 6.7894
2010 | 12 | 28 | 24 | 100.3 | 100.3 | 699 | 6.9691
2010 | 12 | 29 | 1 | 69.1 | 69.1 | 480 | 6.9465
2010 | 12 | 29 | 2 | 58.2 | 58.2 | 335 | 5.756
2010 | 12 | 29 | 3 | 31.5 | 31.5 | 226 | 7.1746
2010 | 12 | 29 | 4 | 33 | 33 | 238 | 7.2121
2010 | 12 | 29 | 5 | 44.9 | 44.9 | 323 | 7.1938
2010 | 12 | 29 | 6 | 63.3 | 63.3 | 450 | 7.109
2010 | 12 | 29 | 7 | 82.4 | 82.4 | 586 | 7.1117
2010 | 12 | 29 | 8 | 103 | 103 | 721 | 7
2010 | 12 | 29 | 9 | 103.5 | 103.5 | 724 | 6.9952
2010 | 12 | 29 | 10 | 95.5 | 95.5 | 669 | 7.0052
2010 | 12 | 29 | 11 | 77.1 | 77.1 | 548 | 7.1077
2010 | 12 | 29 | 13 | 84 | 84 | 596 | 7.0952
2010 | 12 | 29 | 14 | 69.3 | 69.3 | 490 | 7.0707
2010 | 12 | 29 | 15 | 74.3 | 74.3 | 531 | 7.1467
2010 | 12 | 29 | 16 | 90.4 | 90.4 | 641 | 7.0907
2010 | 12 | 29 | 17 | 97.2 | 97.2 | 682 | 7.0165
2010 | 12 | 29 | 18 | 108.4 | 108.4 | 753 | 6.9465
2010 | 12 | 29 | 19 | 112.4 | 112.4 | 776 | 6.9039
2010 | 12 | 29 | 20 | 136.6 | 136.6 | 928 | 6.7936
2010 | 12 | 29 | 21 | 148.5 | 148.5 | 996 | 6.7071
2010 | 12 | 29 | 22 | 129.6 | 129.6 | 884 | 6.821
2010 | 12 | 29 | 23 | 93.6 | 93.6 | 655 | 6.9979
2010 | 12 | 29 | 24 | 84.4 | 84.4 | 596 | 7.0616
2010 | 12 | 30 | 1 | 68.5 | 68.5 | 487 | 7.1095
2010 | 12 | 30 | 2 | 51.8 | 51.8 | 365 | 7.0463
2010 | 12 | 30 | 3 | 46 | 46 | 329 | 7.1522
2010 | 12 | 30 | 4 | 60.1 | 60.1 | 430 | 7.1547
2010 | 12 | 30 | 5 | 58.4 | 58.4 | 419 | 7.1747
2010 | 12 | 30 | 6 | 59.7 | 59.7 | 423 | 7.0854
2010 | 12 | 30 | 7 | 69 | 69 | 492 | 7.1304
2010 | 12 | 30 | 8 | 87.2 | 87.2 | 613 | 7.0298
2010 | 12 | 30 | 9 | 95.9 | 95.9 | 674 | 7.0282
2010 | 12 | 30 | 10 | 118.5 | 118.5 | 820 | 6.9198
2010 | 12 | 30 | 11 | 118.5 | 118.5 | 819 | 6.9114
2010 | 12 | 30 | 12 | 120.2 | 120.2 | 832 | 6.9218
2010 | 12 | 30 | 13 | 132 | 132 | 905 | 6.8561
2010 | 12 | 30 | 14 | 130.6 | 130.6 | 891 | 6.8224
2010 | 12 | 30 | 15 | 121.7 | 121.7 | 838 | 6.8858
2010 | 12 | 30 | 16 | 98.9 | 98.9 | 693 | 7.0071
2010 | 12 | 30 | 17 | 113.2 | 113.2 | 787 | 6.9523
2010 | 12 | 30 | 18 | 111.6 | 111.6 | 757 | 6.7832
2010 | 12 | 30 | 19 | 95.7 | 95.7 | 664 | 6.9383
2010 | 12 | 30 | 20 | 139.6 | 139.6 | 952 | 6.8195
2010 | 12 | 30 | 21 | 163.9 | 163.9 | 1075 | 6.5589
2010 | 12 | 30 | 22 | 152.4 | 152.4 | 1009 | 6.6207
2010 | 12 | 30 | 23 | 129.1 | 129.1 | 883 | 6.8397
2010 | 12 | 30 | 24 | 125.8 | 125.8 | 869 | 6.9078
2010 | 12 | 31 | 1 | 124.6 | 124.6 | 861 | 6.9101
2010 | 12 | 31 | 2 | 120.9 | 120.9 | 835 | 6.9065
2010 | 12 | 31 | 3 | 99.3 | 99.3 | 698 | 7.0292
2010 | 12 | 31 | 4 | 129.1 | 129.1 | 892 | 6.9094
2010 | 12 | 31 | 5 | 106.6 | 106.6 | 735 | 6.8949
2010 | 12 | 31 | 6 | 80.8 | 80.8 | 565 | 6.9926
2010 | 12 | 31 | 7 | 54.6 | 54.6 | 384 | 7.033
2010 | 12 | 31 | 8 | 87.5 | 87.5 | 616 | 7.04
2010 | 12 | 31 | 9 | 100.5 | 100.5 | 693 | 6.8955
2010 | 12 | 31 | 10 | 121.8 | 121.8 | 837 | 6.8719
2010 | 12 | 31 | 11 | 137.4 | 137.4 | 937 | 6.8195
2010 | 12 | 31 | 12 | 137.2 | 137.2 | 931 | 6.7857
2010 | 12 | 31 | 13 | 123.9 | 123.9 | 848 | 6.8442
2010 | 12 | 31 | 14 | 108.5 | 108.5 | 751 | 6.9217
2010 | 12 | 31 | 15 | 101.8 | 101.8 | 716 | 7.0334
2010 | 12 | 31 | 16 | 103.7 | 103.7 | 725 | 6.9913
2010 | 12 | 31 | 17 | 99.1 | 99.1 | 691 | 6.9728
2010 | 12 | 31 | 18 | 123.7 | 123.7 | 850 | 6.8715
2010 | 12 | 31 | 19 | 118.8 | 118.8 | 821 | 6.9108
2010 | 12 | 31 | 20 | 132.8 | 132.8 | 905 | 6.8148
2010 | 12 | 31 | 21 | 145.4 | 145.4 | 975 | 6.7056
2010 | 12 | 31 | 22 | 148.6 | 148.6 | 993 | 6.6824
2010 | 12 | 31 | 23 | 131.3 | 131.3 | 896 | 6.8241
2010 | 12 | 31 | 24 | 128.7 | 128.7 | 885 | 6.8765
2011 | 1 | 1 | 1 | 105.3 | 105.3 | 732 | 6.9516
2011 | 1 | 1 | 2 | 74.2 | 74.2 | 521 | 7.0216
2011 | 1 | 1 | 3 | 64 | 64 | 455 | 7.1094
2011 | 1 | 1 | 4 | 67.4 | 67.4 | 481 | 7.1365
2011 | 1 | 1 | 5 | 73.3 | 73.3 | 521 | 7.1078
2011 | 1 | 1 | 6 | 77.9 | 77.9 | 552 | 7.086
2011 | 1 | 1 | 7 | 79.5 | 79.5 | 561 | 7.0566
2011 | 1 | 1 | 8 | 91.6 | 91.6 | 642 | 7.0087
2011 | 1 | 1 | 9 | 110.5 | 110.5 | 763 | 6.905
2011 | 1 | 1 | 10 | 112 | 112 | 775 | 6.9196
2011 | 1 | 1 | 11 | 115.5 | 115.5 | 799 | 6.9177
2011 | 1 | 1 | 12 | 107 | 107 | 743 | 6.9439
2011 | 1 | 1 | 13 | 72.9 | 72.9 | 511 | 7.0096
2011 | 1 | 1 | 14 | 70.1 | 70.1 | 498 | 7.1041
2011 | 1 | 1 | 15 | 88.3 | 88.3 | 625 | 7.0781
2011 | 1 | 1 | 16 | 94.4 | 94.4 | 665 | 7.0445
2011 | 1 | 1 | 17 | 103.9 | 103.9 | 725 | 6.9779
2011 | 1 | 1 | 18 | 102.5 | 102.5 | 711 | 6.9366
2011 | 1 | 1 | 19 | 107.1 | 107.1 | 744 | 6.9468
2011 | 1 | 1 | 20 | 131.3 | 131.3 | 900 | 6.8545
2011 | 1 | 1 | 21 | 141.5 | 141.5 | 955 | 6.7491
2011 | 1 | 1 | 22 | 136.4 | 136.4 | 928 | 6.8035
2011 | 1 | 1 | 23 | 129.2 | 129.2 | 881 | 6.8189
2011 | 1 | 1 | 24 | 106.5 | 106.5 | 742 | 6.9671
2011 | 1 | 2 | 1 | 101.2 | 101.2 | 672 | 6.6403
2011 | 1 | 2 | 2 | 73.8 | 73.8 | 522 | 7.0732
2011 | 1 | 2 | 3 | 66 | 66 | 470 | 7.1212
2011 | 1 | 2 | 4 | 58.3 | 58.3 | 417 | 7.1527
2011 | 1 | 2 | 5 | 66.6 | 66.6 | 476 | 7.1471
2011 | 1 | 2 | 6 | 59.4 | 59.4 | 423 | 7.1212
2011 | 1 | 2 | 7 | 63 | 63 | 448 | 7.1111
2011 | 1 | 2 | 8 | 77.9 | 77.9 | 549 | 7.0475
2011 | 1 | 2 | 9 | 99 | 99 | 689 | 6.9596
2011 | 1 | 2 | 10 | 126.3 | 126.3 | 866 | 6.8567
2011 | 1 | 2 | 11 | 129.4 | 129.4 | 885 | 6.8393
2011 | 1 | 2 | 12 | 121.2 | 121.2 | 834 | 6.8812
2011 | 1 | 2 | 13 | 109.2 | 109.2 | 759 | 6.9505
2011 | 1 | 2 | 14 | 108.1 | 108.1 | 752 | 6.9565
2011 | 1 | 2 | 15 | 101.2 | 101.2 | 708 | 6.996
2011 | 1 | 2 | 16 | 103.4 | 103.4 | 721 | 6.9729
2011 | 1 | 2 | 17 | 107 | 107 | 738 | 6.8972
2011 | 1 | 2 | 18 | 122.7 | 122.7 | 839 | 6.8378
2011 | 1 | 2 | 19 | 140.7 | 140.7 | 945 | 6.7164
2011 | 1 | 2 | 20 | 153.9 | 153.9 | 1018 | 6.6147
2011 | 1 | 2 | 21 | 155.7 | 155.7 | 1022 | 6.5639
2011 | 1 | 2 | 22 | 139.6 | 139.6 | 938 | 6.7192
2011 | 1 | 2 | 23 | 143.2 | 143.2 | 961 | 6.7109
2011 | 1 | 2 | 24 | 120.5 | 120.5 | 828 | 6.8714
2011 | 1 | 3 | 1 | 106.7 | 106.7 | 744 | 6.9728
2011 | 1 | 3 | 2 | 93.5 | 93.5 | 655 | 7.0053
2011 | 1 | 3 | 3 | 93.3 | 93.3 | 654 | 7.0096
2011 | 1 | 3 | 4 | 91.3 | 91.3 | 641 | 7.0208
2011 | 1 | 3 | 5 | 103.7 | 103.7 | 725 | 6.9913
2011 | 1 | 3 | 6 | 107.6 | 107.6 | 746 | 6.9331
2011 | 1 | 3 | 7 | 113 | 113 | 779 | 6.8938
2011 | 1 | 3 | 8 | 132.4 | 132.4 | 899 | 6.79
2011 | 1 | 3 | 9 | 135.7 | 135.7 | 916 | 6.7502
2011 | 1 | 3 | 10 | 138.2 | 138.2 | 928 | 6.7149
2011 | 1 | 3 | 11 | 130.6 | 130.6 | 891 | 6.8224
2011 | 1 | 3 | 12 | 124.1 | 124.1 | 847 | 6.8251
2011 | 1 | 3 | 13 | 124.2 | 124.2 | 851 | 6.8519
2011 | 1 | 3 | 14 | 118.7 | 118.7 | 815 | 6.866
2011 | 1 | 3 | 15 | 116.3 | 116.3 | 801 | 6.8874
2011 | 1 | 3 | 16 | 123.6 | 123.6 | 847 | 6.8528
2011 | 1 | 3 | 17 | 127.4 | 127.4 | 868 | 6.8132
2011 | 1 | 3 | 18 | 145.4 | 145.4 | 971 | 6.6781
2011 | 1 | 3 | 19 | 139.7 | 139.7 | 939 | 6.7215
2011 | 1 | 3 | 20 | 143.4 | 143.4 | 962 | 6.7085
2011 | 1 | 3 | 21 | 143.3 | 143.3 | 960 | 6.6992
2011 | 1 | 3 | 22 | 129.1 | 129.1 | 880 | 6.8164
2011 | 1 | 3 | 23 | 130.4 | 130.4 | 891 | 6.8328
2011 | 1 | 3 | 24 | 132.6 | 132.6 | 905 | 6.825
2011 | 1 | 4 | 1 | 129.9 | 129.9 | 890 | 6.8514
2011 | 1 | 4 | 2 | 128.6 | 128.6 | 886 | 6.8896
2011 | 1 | 4 | 3 | 131.7 | 131.7 | 905 | 6.8717
2011 | 1 | 4 | 4 | 124.9 | 124.9 | 860 | 6.8855
2011 | 1 | 4 | 5 | 115.3 | 115.3 | 796 | 6.9037
2011 | 1 | 4 | 6 | 107.1 | 107.1 | 743 | 6.9374
2011 | 1 | 4 | 7 | 112.6 | 112.6 | 780 | 6.9272
2011 | 1 | 4 | 8 | 112.8 | 112.8 | 778 | 6.8972
2011 | 1 | 4 | 9 | 114.6 | 114.6 | 793 | 6.9197
2011 | 1 | 4 | 10 | 154.2 | 154.2 | 1025 | 6.6472
2011 | 1 | 4 | 11 | 169 | 169 | 1092 | 6.4615
2011 | 1 | 4 | 12 | 150.3 | 150.3 | 1000 | 6.6534
2011 | 1 | 4 | 13 | 140.6 | 140.6 | 951 | 6.7639
2011 | 1 | 4 | 14 | 153.4 | 153.4 | 1019 | 6.6428
2011 | 1 | 4 | 15 | 135.7 | 135.7 | 919 | 6.7723
2011 | 1 | 4 | 16 | 129.3 | 129.3 | 889 | 6.8755
2011 | 1 | 4 | 17 | 135.9 | 135.9 | 923 | 6.7918
2011 | 1 | 4 | 18 | 115.6 | 115.6 | 788 | 6.8166
2011 | 1 | 4 | 19 | 95.8 | 95.8 | 663 | 6.9207
2011 | 1 | 4 | 20 | 135.4 | 135.4 | 927 | 6.8464
2011 | 1 | 4 | 21 | 154.5 | 154.5 | 1027 | 6.6472
2011 | 1 | 4 | 22 | 149.7 | 149.7 | 966 | 6.4529
2011 | 1 | 4 | 23 | 124.2 | 124.2 | 858 | 6.9082
2011 | 1 | 4 | 24 | 118.4 | 118.4 | 822 | 6.9426
2011 | 1 | 5 | 1 | 112.2 | 112.2 | 784 | 6.9875
2011 | 1 | 5 | 2 | 77.5 | 77.5 | 545 | 7.0323
2011 | 1 | 5 | 3 | 85.1 | 85.1 | 604 | 7.0975
2011 | 1 | 5 | 4 | 76.1 | 76.1 | 539 | 7.0828
2011 | 1 | 5 | 5 | 121.1 | 121.1 | 841 | 6.9447
2011 | 1 | 5 | 6 | 126 | 126 | 856 | 6.7937
2011 | 1 | 5 | 7 | 94.5 | 94.5 | 650 | 6.8783
2011 | 1 | 5 | 8 | 123.3 | 123.3 | 842 | 6.8289
2011 | 1 | 5 | 9 | 124.6 | 124.6 | 852 | 6.8379
2011 | 1 | 5 | 10 | 144.5 | 144.5 | 966 | 6.6851
2011 | 1 | 5 | 11 | 138.7 | 138.7 | 929 | 6.6979
2011 | 1 | 5 | 12 | 127.4 | 127.4 | 868 | 6.8132
2011 | 1 | 5 | 13 | 124.8 | 124.8 | 857 | 6.867
2011 | 1 | 5 | 14 | 128.2 | 128.2 | 875 | 6.8253
2011 | 1 | 5 | 15 | 123.4 | 123.4 | 849 | 6.8801
2011 | 1 | 5 | 16 | 150.9 | 150.9 | 1009 | 6.6865
2011 | 1 | 5 | 17 | 150.6 | 150.6 | 1005 | 6.6733
2011 | 1 | 5 | 18 | 149.9 | 149.9 | 994 | 6.6311
2011 | 1 | 5 | 19 | 135.1 | 135.1 | 914 | 6.7654
2011 | 1 | 5 | 20 | 140.8 | 140.8 | 951 | 6.7543
2011 | 1 | 5 | 21 | 137.9 | 137.9 | 937 | 6.7948
2011 | 1 | 5 | 22 | 139.1 | 139.1 | 938 | 6.7434
2011 | 1 | 5 | 23 | 131.3 | 131.3 | 896 | 6.8241
2011 | 1 | 5 | 24 | 115.7 | 115.7 | 805 | 6.9576
2011 | 1 | 6 | 1 | 147 | 147 | 984 | 6.6939
2011 | 1 | 6 | 2 | 105.2 | 105.2 | 727 | 6.9106
2011 | 1 | 6 | 3 | 123.2 | 123.2 | 851 | 6.9075
2011 | 1 | 6 | 4 | 91.5 | 91.5 | 632 | 6.9071
2011 | 1 | 6 | 5 | 70 | 70 | 494 | 7.0571
2011 | 1 | 6 | 6 | 93 | 93 | 645 | 6.9355
2011 | 1 | 6 | 7 | 103.2 | 103.2 | 701 | 6.7926
2011 | 1 | 6 | 8 | 128.1 | 128.1 | 864 | 6.7447
2011 | 1 | 6 | 9 | 126.1 | 126.1 | 856 | 6.7883
2011 | 1 | 6 | 10 | 115 | 115 | 785 | 6.8261
2011 | 1 | 6 | 11 | 98.6 | 98.6 | 680 | 6.8966
2011 | 1 | 6 | 12 | 93.6 | 93.6 | 650 | 6.9444
2011 | 1 | 6 | 13 | 127.4 | 127.4 | 866 | 6.7975
2011 | 1 | 6 | 14 | 118 | 118 | 806 | 6.8305
2011 | 1 | 6 | 15 | 117.8 | 117.8 | 810 | 6.8761
2011 | 1 | 6 | 16 | 107.8 | 107.8 | 747 | 6.9295
2011 | 1 | 6 | 17 | 117.3 | 117.3 | 804 | 6.8542
2011 | 1 | 6 | 18 | 109.9 | 109.9 | 754 | 6.8608
2011 | 1 | 6 | 19 | 116.3 | 116.3 | 802 | 6.896
2011 | 1 | 6 | 20 | 128.7 | 128.7 | 877 | 6.8143
2011 | 1 | 6 | 21 | 118.7 | 118.7 | 815 | 6.866
2011 | 1 | 6 | 22 | 109.3 | 109.3 | 758 | 6.935
2011 | 1 | 6 | 23 | 106.9 | 106.9 | 744 | 6.9598
2011 | 1 | 6 | 24 | 107.4 | 107.4 | 748 | 6.9646
2011 | 1 | 7 | 1 | 79.6 | 79.6 | 564 | 7.0854
2011 | 1 | 7 | 2 | 71.4 | 71.4 | 510 | 7.1429
2011 | 1 | 7 | 3 | 58 | 58 | 417 | 7.1897
2011 | 1 | 7 | 4 | 51.2 | 51.2 | 364 | 7.1094
2011 | 1 | 7 | 5 | 50.5 | 50.5 | 362 | 7.1683
2011 | 1 | 7 | 6 | 74.5 | 74.5 | 530 | 7.1141
2011 | 1 | 7 | 7 | 91.6 | 91.6 | 641 | 6.9978
2011 | 1 | 7 | 8 | 112.9 | 112.9 | 777 | 6.8822
2011 | 1 | 7 | 9 | 115.8 | 115.8 | 797 | 6.8826
2011 | 1 | 7 | 10 | 132.3 | 132.3 | 905 | 6.8405
2011 | 1 | 7 | 11 | 135 | 135 | 927 | 6.8667
2011 | 1 | 7 | 12 | 122.6 | 122.6 | 841 | 6.8597
2011 | 1 | 7 | 13 | 109.7 | 109.7 | 759 | 6.9189
2011 | 1 | 7 | 14 | 100.4 | 100.4 | 702 | 6.992
2011 | 1 | 7 | 15 | 95.5 | 95.5 | 671 | 7.0262
2011 | 1 | 7 | 16 | 88.8 | 88.8 | 625 | 7.0383
2011 | 1 | 7 | 17 | 97.3 | 97.3 | 682 | 7.0092
2011 | 1 | 7 | 18 | 102.8 | 102.8 | 718 | 6.9844
2011 | 1 | 7 | 19 | 91.1 | 91.1 | 643 | 7.0582
2011 | 1 | 7 | 20 | 109.3 | 109.3 | 765 | 6.9991
2011 | 1 | 7 | 21 | 96.8 | 96.8 | 680 | 7.0248
2011 | 1 | 7 | 22 | 108.4 | 108.4 | 759 | 7.0018
2011 | 1 | 7 | 23 | 108.1 | 108.1 | 757 | 7.0028
2011 | 1 | 7 | 24 | 92.7 | 92.7 | 654 | 7.055
2011 | 1 | 8 | 1 | 89.4 | 89.4 | 635 | 7.1029
2011 | 1 | 8 | 2 | 82 | 82 | 582 | 7.0976
2011 | 1 | 8 | 3 | 64.1 | 64.1 | 456 | 7.1139
2011 | 1 | 8 | 4 | 54.9 | 54.9 | 396 | 7.2131
2011 | 1 | 8 | 5 | 63.9 | 63.9 | 460 | 7.1987
2011 | 1 | 8 | 6 | 72.1 | 72.1 | 512 | 7.1012
2011 | 1 | 8 | 7 | 80.5 | 80.5 | 570 | 7.0807
2011 | 1 | 8 | 8 | 70.1 | 70.1 | 497 | 7.0899
2011 | 1 | 8 | 9 | 107.5 | 107.5 | 755 | 7.0233
2011 | 1 | 8 | 10 | 118.5 | 118.5 | 820 | 6.9198
2011 | 1 | 8 | 11 | 107.1 | 107.1 | 747 | 6.9748
2011 | 1 | 8 | 12 | 86.3 | 86.3 | 609 | 7.0568
2011 | 1 | 8 | 13 | 77.3 | 77.3 | 548 | 7.0893
2011 | 1 | 8 | 14 | 61.5 | 61.5 | 438 | 7.122
2011 | 1 | 8 | 15 | 57.1 | 57.1 | 409 | 7.1629
2011 | 1 | 8 | 16 | 63.1 | 63.1 | 454 | 7.1949
2011 | 1 | 8 | 17 | 74.4 | 74.4 | 529 | 7.1102
2011 | 1 | 8 | 18 | 86.1 | 86.1 | 604 | 7.0151
2011 | 1 | 8 | 19 | 85.9 | 85.9 | 608 | 7.078
2011 | 1 | 8 | 20 | 94.9 | 94.9 | 665 | 7.0074
2011 | 1 | 8 | 21 | 86.6 | 86.6 | 610 | 7.0439
2011 | 1 | 8 | 22 | 73.9 | 73.9 | 525 | 7.1042
2011 | 1 | 8 | 23 | 72.5 | 72.5 | 516 | 7.1172
2011 | 1 | 8 | 24 | 70.1 | 70.1 | 500 | 7.1327
2011 | 1 | 9 | 1 | 50.3 | 50.3 | 360 | 7.1571
2011 | 1 | 9 | 2 | 43 | 43 | 310 | 7.2093
2011 | 1 | 9 | 3 | 38.2 | 38.2 | 274 | 7.1728
2011 | 1 | 9 | 4 | 19.6 | 19.6 | 138 | 7.0408
2011 | 1 | 9 | 5 | 58.5 | 58.5 | 419 | 7.1624
2011 | 1 | 9 | 6 | 79.5 | 79.5 | 571 | 7.1824
2011 | 1 | 9 | 7 | 46.5 | 46.5 | 332 | 7.1398
2011 | 1 | 9 | 8 | 39.8 | 39.8 | 285 | 7.1608
2011 | 1 | 9 | 9 | 85.2 | 85.2 | 606 | 7.1127
2011 | 1 | 9 | 10 | 109.1 | 109.1 | 761 | 6.9753
2011 | 1 | 9 | 11 | 94.9 | 94.9 | 666 | 7.0179
2011 | 1 | 9 | 12 | 46 | 46 | 330 | 7.1739
2011 | 1 | 9 | 13 | 35.7 | 35.7 | 256 | 7.1709
2011 | 1 | 9 | 14 | 49 | 49 | 351 | 7.1633
2011 | 1 | 9 | 15 | 70.1 | 70.1 | 500 | 7.1327
2011 | 1 | 9 | 16 | 64.9 | 64.9 | 465 | 7.1649
2011 | 1 | 9 | 17 | 89.8 | 89.8 | 633 | 7.049
2011 | 1 | 9 | 18 | 105.4 | 105.4 | 732 | 6.945
2011 | 1 | 9 | 19 | 107.2 | 107.2 | 757 | 7.0616
2011 | 1 | 9 | 20 | 127 | 127 | 873 | 6.874
2011 | 1 | 9 | 21 | 131.8 | 131.8 | 904 | 6.8589
2011 | 1 | 9 | 22 | 116.8 | 116.8 | 810 | 6.9349
2011 | 1 | 9 | 23 | 114.7 | 114.7 | 796 | 6.9398
2011 | 1 | 9 | 24 | 88.5 | 88.5 | 623 | 7.0395
2011 | 1 | 10 | 1 | 92.5 | 92.5 | 656 | 7.0919
2011 | 1 | 10 | 2 | 81.1 | 81.1 | 573 | 7.0654
2011 | 1 | 10 | 3 | 71.6 | 71.6 | 509 | 7.1089
2011 | 1 | 10 | 4 | 77.9 | 77.9 | 558 | 7.163
2011 | 1 | 10 | 5 | 83.7 | 83.7 | 595 | 7.1087
2011 | 1 | 10 | 6 | 97.4 | 97.4 | 684 | 7.0226
2011 | 1 | 10 | 7 | 134.1 | 134.1 | 905 | 6.7487
2011 | 1 | 10 | 8 | 116.1 | 116.1 | 798 | 6.8734
2011 | 1 | 10 | 9 | 145.2 | 145.2 | 978 | 6.7355
2011 | 1 | 10 | 10 | 130.5 | 130.5 | 891 | 6.8276
2011 | 1 | 10 | 11 | 148 | 148 | 987 | 6.6689
2011 | 1 | 10 | 12 | 117.5 | 117.5 | 810 | 6.8936
2011 | 1 | 10 | 13 | 124.4 | 124.4 | 857 | 6.8891
2011 | 1 | 10 | 14 | 110.5 | 110.5 | 770 | 6.9683
2011 | 1 | 10 | 15 | 113.4 | 113.4 | 789 | 6.9577
2011 | 1 | 10 | 16 | 119.2 | 119.2 | 828 | 6.9463
2011 | 1 | 10 | 17 | 121.6 | 121.6 | 842 | 6.9243
2011 | 1 | 10 | 18 | 120.4 | 120.4 | 834 | 6.9269
2011 | 1 | 10 | 19 | 113.3 | 113.3 | 793 | 6.9991
2011 | 1 | 10 | 20 | 123.1 | 123.1 | 852 | 6.9212
2011 | 1 | 10 | 21 | 136.2 | 136.2 | 933 | 6.8502
2011 | 1 | 10 | 22 | 135.1 | 135.1 | 923 | 6.832
2011 | 1 | 10 | 23 | 134 | 134 | 921 | 6.8731
2011 | 1 | 10 | 24 | 121 | 121 | 841 | 6.9504
2011 | 1 | 11 | 1 | 105 | 105 | 736 | 7.0095
2011 | 1 | 11 | 2 | 98.8 | 98.8 | 701 | 7.0951
2011 | 1 | 11 | 3 | 99.4 | 99.4 | 703 | 7.0724
2011 | 1 | 11 | 4 | 91.9 | 91.9 | 651 | 7.0838
2011 | 1 | 11 | 5 | 102.8 | 102.8 | 795 | 7.7335
2011 | 1 | 11 | 6 | 113.4 | 113.4 | 788 | 6.9489
2011 | 1 | 11 | 7 | 119.7 | 119.7 | 826 | 6.9006
2011 | 1 | 11 | 8 | 116.3 | 116.3 | 807 | 6.939
2011 | 1 | 11 | 9 | 126.7 | 126.7 | 873 | 6.8903
2011 | 1 | 11 | 10 | 142.4 | 142.4 | 966 | 6.7837
2011 | 1 | 11 | 11 | 150.9 | 150.9 | 1055 | 6.9914
2011 | 1 | 11 | 13 | 148.7 | 148.7 | 998 | 6.7115
2011 | 1 | 11 | 14 | 143.4 | 143.4 | 973 | 6.7852
2011 | 1 | 11 | 15 | 133.8 | 133.8 | 917 | 6.8535
2011 | 1 | 11 | 16 | 132.7 | 132.7 | 912 | 6.8726
2011 | 1 | 11 | 17 | 120.5 | 120.5 | 835 | 6.9295
2011 | 1 | 11 | 18 | 125 | 125 | 863 | 6.904
2011 | 1 | 11 | 19 | 116.7 | 116.7 | 811 | 6.9494
2011 | 1 | 11 | 20 | 132.4 | 132.4 | 912 | 6.8882
2011 | 1 | 11 | 21 | 167.2 | 167.2 | 1097 | 6.561
2011 | 1 | 11 | 22 | 164.8 | 164.8 | 1079 | 6.5473
2011 | 1 | 11 | 23 | 149.1 | 149.1 | 1000 | 6.7069
2011 | 1 | 11 | 24 | 130.3 | 130.3 | 896 | 6.8764
2011 | 1 | 12 | 1 | 128.5 | 128.5 | 888 | 6.9105
2011 | 1 | 12 | 2 | 124.7 | 124.7 | 861 | 6.9046
2011 | 1 | 12 | 3 | 133.8 | 133.8 | 923 | 6.8984
2011 | 1 | 12 | 4 | 142.1 | 142.1 | 967 | 6.8051
2011 | 1 | 12 | 5 | 157.3 | 157.3 | 1043 | 6.6306
2011 | 1 | 12 | 6 | 123.2 | 123.2 | 846 | 6.8669
2011 | 1 | 12 | 7 | 120.9 | 120.9 | 836 | 6.9148
2011 | 1 | 12 | 8 | 112.7 | 112.7 | 775 | 6.8767
2011 | 1 | 12 | 9 | 101.4 | 101.4 | 705 | 6.9527
2011 | 1 | 12 | 10 | 141.6 | 141.6 | 960 | 6.7797
2011 | 1 | 12 | 11 | 165.9 | 165.9 | 1086 | 6.5461
2011 | 1 | 12 | 12 | 155.2 | 155.2 | 1028 | 6.6237
2011 | 1 | 12 | 13 | 131.3 | 131.3 | 899 | 6.8469
2011 | 1 | 12 | 14 | 158.3 | 158.3 | 1047 | 6.614
2011 | 1 | 12 | 15 | 120.6 | 120.6 | 829 | 6.874
2011 | 1 | 12 | 16 | 141.6 | 141.6 | 964 | 6.8079
2011 | 1 | 12 | 17 | 135.4 | 135.4 | 918 | 6.7799
2011 | 1 | 12 | 18 | 125.1 | 125.1 | 854 | 6.8265
2011 | 1 | 12 | 19 | 110.6 | 110.6 | 767 | 6.9349
2011 | 1 | 12 | 20 | 153.7 | 153.7 | 1018 | 6.6233
2011 | 1 | 12 | 21 | 115.7 | 115.7 | 798 | 6.8971
2011 | 1 | 12 | 22 | 118.3 | 118.3 | 839 | 7.0921
2011 | 1 | 12 | 23 | 116 | 116 | 807 | 6.9569
2011 | 1 | 12 | 24 | 104 | 104 | 727 | 6.9904
2011 | 1 | 13 | 1 | 131.1 | 131.1 | 901 | 6.8726
2011 | 1 | 13 | 2 | 129.2 | 129.2 | 885 | 6.8498
2011 | 1 | 13 | 3 | 144.2 | 144.2 | 968 | 6.7129
2011 | 1 | 13 | 4 | 116.5 | 116.5 | 801 | 6.8755
2011 | 1 | 13 | 5 | 107.9 | 107.9 | 752 | 6.9694
2011 | 1 | 13 | 6 | 75.2 | 75.2 | 524 | 6.9681
2011 | 1 | 13 | 7 | 49.4 | 49.4 | 349 | 7.0648
2011 | 1 | 13 | 8 | 72.9 | 72.9 | 511 | 7.0096
2011 | 1 | 13 | 9 | 121.7 | 121.7 | 831 | 6.8283
2011 | 1 | 13 | 10 | 143.7 | 143.7 | 967 | 6.7293
2011 | 1 | 13 | 11 | 129.7 | 129.7 | 886 | 6.8311
2011 | 1 | 13 | 12 | 104.5 | 104.5 | 728 | 6.9665
2011 | 1 | 13 | 13 | 92.9 | 92.9 | 656 | 7.0614
2011 | 1 | 13 | 14 | 86.4 | 86.4 | 608 | 7.037
2011 | 1 | 13 | 15 | 86.1 | 86.1 | 611 | 7.0964
2011 | 1 | 13 | 16 | 116.1 | 116.1 | 806 | 6.9423
2011 | 1 | 13 | 17 | 148.7 | 148.7 | 1002 | 6.7384
2011 | 1 | 13 | 18 | 133 | 133 | 903 | 6.7895
2011 | 1 | 13 | 19 | 112.7 | 112.7 | 781 | 6.9299
2011 | 1 | 13 | 20 | 115.5 | 115.5 | 804 | 6.961
2011 | 1 | 13 | 21 | 108.8 | 108.8 | 763 | 7.0129
2011 | 1 | 13 | 22 | 107.6 | 107.6 | 761 | 7.0725
2011 | 1 | 13 | 23 | 127.7 | 127.7 | 886 | 6.9381
2011 | 1 | 13 | 24 | 122.8 | 122.8 | 844 | 6.873
2011 | 1 | 14 | 1 | 98.8 | 98.8 | 690 | 6.9838
2011 | 1 | 14 | 2 | 67.9 | 67.9 | 486 | 7.1576
2011 | 1 | 14 | 3 | 32.4 | 32.4 | 230 | 7.0988
2011 | 1 | 14 | 4 | 14.3 | 14.3 | 100 | 6.993
2011 | 1 | 14 | 5 | 24.5 | 24.5 | 172 | 7.0204
2011 | 1 | 14 | 6 | 71.1 | 71.1 | 510 | 7.173
2011 | 1 | 14 | 7 | 83.5 | 83.5 | 588 | 7.0419
2011 | 1 | 14 | 8 | 87.8 | 87.8 | 617 | 7.0273
2011 | 1 | 14 | 9 | 102.3 | 102.3 | 716 | 6.999
2011 | 1 | 14 | 10 | 124.8 | 124.8 | 861 | 6.899
2011 | 1 | 14 | 11 | 105.1 | 105.1 | 732 | 6.9648
2011 | 1 | 14 | 12 | 90.1 | 90.1 | 634 | 7.0366
2011 | 1 | 14 | 13 | 88.5 | 88.5 | 626 | 7.0734
2011 | 1 | 14 | 14 | 76.4 | 76.4 | 536 | 7.0157
2011 | 1 | 14 | 15 | 52.4 | 52.4 | 375 | 7.1565
2011 | 1 | 14 | 16 | 77.2 | 77.2 | 552 | 7.1503
2011 | 1 | 14 | 17 | 95 | 95 | 672 | 7.0737
2011 | 1 | 14 | 18 | 114.4 | 114.4 | 792 | 6.9231
2011 | 1 | 14 | 19 | 86.8 | 86.8 | 608 | 7.0046
2011 | 1 | 14 | 20 | 101.1 | 101.1 | 714 | 7.0623
2011 | 1 | 14 | 21 | 91.7 | 91.7 | 646 | 7.0447
2011 | 1 | 14 | 22 | 78.4 | 78.4 | 553 | 7.0536
2011 | 1 | 14 | 23 | 72.4 | 72.4 | 520 | 7.1823
2011 | 1 | 14 | 24 | 74.6 | 74.6 | 534 | 7.1582
2011 | 1 | 15 | 1 | 39.9 | 39.9 | 286 | 7.1679
2011 | 1 | 15 | 2 | 29.7 | 29.7 | 214 | 7.2054
2011 | 1 | 15 | 3 | 14.6 | 14.6 | 101 | 6.9178
2011 | 1 | 15 | 4 | 50.7 | 50.7 | 366 | 7.2189
2011 | 1 | 15 | 5 | 40.8 | 40.8 | 291 | 7.1324
2011 | 1 | 15 | 6 | 28.5 | 28.5 | 205 | 7.193
2011 | 1 | 15 | 7 | 33 | 33 | 237 | 7.1818
2011 | 1 | 15 | 8 | 76.7 | 76.7 | 539 | 7.0274
2011 | 1 | 15 | 9 | 49.8 | 49.8 | 350 | 7.0281
2011 | 1 | 15 | 10 | 99.8 | 99.8 | 697 | 6.984
2011 | 1 | 15 | 11 | 124.8 | 124.8 | 858 | 6.875
2011 | 1 | 15 | 12 | 109.1 | 109.1 | 753 | 6.9019
2011 | 1 | 15 | 13 | 93.7 | 93.7 | 550 | 5.8698
2011 | 1 | 15 | 14 | 80.9 | 80.9 | 576 | 7.1199
2011 | 1 | 15 | 15 | 86.4 | 86.4 | 611 | 7.0718
2011 | 1 | 15 | 16 | 80.8 | 80.8 | 570 | 7.0545
2011 | 1 | 15 | 17 | 94.7 | 94.7 | 666 | 7.0327
2011 | 1 | 15 | 18 | 88.7 | 88.7 | 624 | 7.0349
2011 | 1 | 15 | 19 | 102.5 | 102.5 | 720 | 7.0244
2011 | 1 | 15 | 20 | 98.5 | 98.5 | 688 | 6.9848
2011 | 1 | 15 | 21 | 106.6 | 106.6 | 746 | 6.9981
2011 | 1 | 15 | 22 | 100.3 | 100.3 | 706 | 7.0389
2011 | 1 | 15 | 23 | 79.1 | 79.1 | 552 | 6.9785
2011 | 1 | 15 | 24 | 27.1 | 27.1 | 190 | 7.0111
2011 | 1 | 16 | 1 | 25.6 | 25.6 | 185 | 7.2266
2011 | 1 | 16 | 2 | 13.5 | 13.5 | 94 | 6.963
2011 | 1 | 16 | 3 | 21.4 | 21.4 | 152 | 7.1028
2011 | 1 | 16 | 4 | 19.1 | 19.1 | 134 | 7.0157
2011 | 1 | 16 | 5 | 17.1 | 17.1 | 122 | 7.1345
2011 | 1 | 16 | 6 | 18.4 | 18.4 | 131 | 7.1196
2011 | 1 | 16 | 7 | 49.5 | 49.5 | 353 | 7.1313
2011 | 1 | 16 | 8 | 31.8 | 31.8 | 225 | 7.0755
2011 | 1 | 16 | 9 | 68.5 | 68.5 | 486 | 7.0949
2011 | 1 | 16 | 10 | 68.6 | 68.6 | 488 | 7.1137
2011 | 1 | 16 | 11 | 72.2 | 72.2 | 513 | 7.1053
2011 | 1 | 16 | 12 | 44.1 | 44.1 | 314 | 7.1202
2011 | 1 | 16 | 13 | 64.4 | 64.4 | 458 | 7.1118
2011 | 1 | 16 | 14 | 67.6 | 67.6 | 481 | 7.1154
2011 | 1 | 16 | 15 | 44.4 | 44.4 | 318 | 7.1622
2011 | 1 | 16 | 16 | 58.7 | 58.7 | 417 | 7.1039
2011 | 1 | 16 | 17 | 77.5 | 77.5 | 545 | 7.0323
2011 | 1 | 16 | 18 | 96.3 | 96.3 | 674 | 6.999
2011 | 1 | 16 | 19 | 68.6 | 68.6 | 485 | 7.07
2011 | 1 | 16 | 20 | 68.3 | 68.3 | 488 | 7.1449
2011 | 1 | 16 | 21 | 59.4 | 59.4 | 421 | 7.0875
2011 | 1 | 16 | 22 | 53.3 | 53.3 | 375 | 7.0356
2011 | 1 | 16 | 23 | 30.2 | 30.2 | 215 | 7.1192
2011 | 1 | 16 | 24 | 65.5 | 65.5 | 468 | 7.145
2011 | 1 | 17 | 1 | 24.5 | 24.5 | 173 | 7.0612
2011 | 1 | 17 | 2 | 12.7 | 12.7 | 89 | 7.0079
2011 | 1 | 17 | 3 | 14 | 14 | 97 | 6.9286
2011 | 1 | 17 | 4 | 21.9 | 21.9 | 157 | 7.1689
2011 | 1 | 17 | 5 | 24.3 | 24.3 | 172 | 7.0782
2011 | 1 | 17 | 6 | 20.7 | 20.7 | 146 | 7.0531
2011 | 1 | 17 | 7 | 50.7 | 50.7 | 365 | 7.1992
2011 | 1 | 17 | 8 | 33.1 | 33.1 | 232 | 7.0091
2011 | 1 | 17 | 9 | 50.7 | 50.7 | 363 | 7.1598
2011 | 1 | 17 | 10 | 79 | 79 | 555 | 7.0253
2011 | 1 | 17 | 11 | 84.3 | 84.3 | 594 | 7.0463
2011 | 1 | 17 | 12 | 76.2 | 76.2 | 543 | 7.126
2011 | 1 | 17 | 13 | 57.2 | 57.2 | 408 | 7.1329
2011 | 1 | 17 | 14 | 23.3 | 23.3 | 165 | 7.0815
2011 | 1 | 17 | 15 | 38.7 | 38.7 | 278 | 7.1835
2011 | 1 | 17 | 16 | 60.1 | 60.1 | 433 | 7.2047
2011 | 1 | 17 | 17 | 71.5 | 71.5 | 507 | 7.0909
2011 | 1 | 17 | 18 | 52.8 | 52.8 | 372 | 7.0455
2011 | 1 | 17 | 19 | 52.6 | 52.6 | 377 | 7.1673
2011 | 1 | 17 | 20 | 96.5 | 96.5 | 679 | 7.0363
2011 | 1 | 17 | 21 | 111.4 | 111.4 | 771 | 6.921
2011 | 1 | 17 | 22 | 74 | 74 | 522 | 7.0541
2011 | 1 | 17 | 23 | 47.3 | 47.3 | 340 | 7.1882
2011 | 1 | 17 | 24 | 19 | 19 | 135 | 7.1053
2011 | 1 | 18 | 1 | 12.5 | 12.5 | 87 | 6.96
2011 | 1 | 18 | 2 | 12.1 | 12.1 | 82 | 6.7769
2011 | 1 | 18 | 3 | 12.9 | 12.9 | 89 | 6.8992
2011 | 1 | 18 | 4 | 14.6 | 14.6 | 102 | 6.9863
2011 | 1 | 18 | 5 | 21 | 21 | 120 | 5.7143
2011 | 1 | 18 | 6 | 37 | 37 | 262 | 7.0811
2011 | 1 | 18 | 7 | 58.2 | 58.2 | 411 | 7.0619
2011 | 1 | 18 | 8 | 80.9 | 80.9 | 568 | 7.021
2011 | 1 | 18 | 9 | 97.9 | 97.9 | 684 | 6.9867
2011 | 1 | 18 | 10 | 118.9 | 118.9 | 820 | 6.8966
2011 | 1 | 18 | 11 | 110 | 110 | 761 | 6.9182
2011 | 1 | 18 | 12 | 91.7 | 91.7 | 638 | 6.9575
2011 | 1 | 18 | 13 | 91.5 | 91.5 | 644 | 7.0383
2011 | 1 | 18 | 14 | 116.7 | 116.7 | 812 | 6.958
2011 | 1 | 18 | 15 | 102.7 | 102.7 | 719 | 7.001
2011 | 1 | 18 | 16 | 106.6 | 106.6 | 743 | 6.97
2011 | 1 | 18 | 17 | 131.5 | 131.5 | 903 | 6.8669
2011 | 1 | 18 | 18 | 165.1 | 165.1 | 1077 | 6.5233
2011 | 1 | 18 | 19 | 152 | 152 | 1011 | 6.6513
2011 | 1 | 18 | 20 | 140.5 | 140.5 | 949 | 6.7544
2011 | 1 | 18 | 21 | 130.5 | 130.5 | 892 | 6.8352
2011 | 1 | 18 | 22 | 118.1 | 118.1 | 816 | 6.9094
2011 | 1 | 18 | 23 | 123.7 | 123.7 | 858 | 6.9361
2011 | 1 | 18 | 24 | 122.9 | 122.9 | 855 | 6.9569
2011 | 1 | 19 | 1 | 59.9 | 59.9 | 419 | 6.995
2011 | 1 | 19 | 2 | 41.1 | 41.1 | 294 | 7.1533
2011 | 1 | 19 | 3 | 34.8 | 34.8 | 250 | 7.1839
2011 | 1 | 19 | 4 | 54.6 | 54.6 | 390 | 7.1429
2011 | 1 | 19 | 5 | 99.3 | 99.3 | 695 | 6.999
2011 | 1 | 19 | 6 | 100.7 | 100.7 | 705 | 7.001
2011 | 1 | 19 | 7 | 105.3 | 105.3 | 731 | 6.9421
2011 | 1 | 19 | 8 | 98.2 | 98.2 | 678 | 6.9043
2011 | 1 | 19 | 9 | 105 | 105 | 728 | 6.9333
2011 | 1 | 19 | 10 | 141.8 | 141.8 | 958 | 6.756
2011 | 1 | 19 | 11 | 124.3 | 124.3 | 851 | 6.8463
2011 | 1 | 19 | 12 | 125.4 | 125.4 | 864 | 6.89
2011 | 1 | 19 | 13 | 148.7 | 148.7 | 998 | 6.7115
2011 | 1 | 19 | 14 | 141.7 | 141.7 | 956 | 6.7466
2011 | 1 | 19 | 15 | 153.3 | 153.3 | 1021 | 6.6601
2011 | 1 | 19 | 16 | 164.1 | 164.1 | 1071 | 6.5265
2011 | 1 | 19 | 17 | 120 | 120 | 822 | 6.85
2011 | 1 | 19 | 18 | 160.1 | 160.1 | 1057 | 6.6021
2011 | 1 | 19 | 19 | 120.8 | 120.8 | 823 | 6.8129
2011 | 1 | 19 | 20 | 137.1 | 137.1 | 930 | 6.7834
2011 | 1 | 19 | 21 | 148.3 | 148.3 | 993 | 6.6959
2011 | 1 | 19 | 22 | 148.6 | 148.6 | 991 | 6.6689
2011 | 1 | 19 | 23 | 101.5 | 101.5 | 708 | 6.9754
2011 | 1 | 19 | 24 | 84.1 | 84.1 | 594 | 7.063
2011 | 1 | 20 | 1 | 100.4 | 100.4 | 708 | 7.0518
2011 | 1 | 20 | 2 | 74.6 | 74.6 | 530 | 7.1046
2011 | 1 | 20 | 3 | 101.1 | 101.1 | 709 | 7.0129
2011 | 1 | 20 | 4 | 89.4 | 89.4 | 631 | 7.0582
2011 | 1 | 20 | 5 | 114.1 | 114.1 | 789 | 6.915
2011 | 1 | 20 | 6 | 100.7 | 100.7 | 616 | 6.1172
2011 | 1 | 20 | 7 | 52 | 52 | 370 | 7.1154
2011 | 1 | 20 | 8 | 90.8 | 90.8 | 631 | 6.9493
2011 | 1 | 20 | 9 | 109.2 | 109.2 | 751 | 6.8773
2011 | 1 | 20 | 10 | 152.9 | 152.9 | 1025 | 6.7037
2011 | 1 | 20 | 11 | 144.6 | 144.6 | 915 | 6.3278
2011 | 1 | 20 | 12 | 100.3 | 100.3 | 693 | 6.9093
2011 | 1 | 20 | 13 | 105.4 | 105.4 | 735 | 6.9734
2011 | 1 | 20 | 14 | 137 | 137 | 939 | 6.854
2011 | 1 | 20 | 15 | 143.2 | 143.2 | 964 | 6.7318
2011 | 1 | 20 | 16 | 147 | 147 | 989 | 6.7279
2011 | 1 | 20 | 17 | 131.8 | 131.8 | 900 | 6.8285
2011 | 1 | 20 | 18 | 131.9 | 131.9 | 903 | 6.8461
2011 | 1 | 20 | 19 | 123.5 | 123.5 | 851 | 6.8907
2011 | 1 | 20 | 20 | 137 | 137 | 934 | 6.8175
2011 | 1 | 20 | 21 | 154.9 | 154.9 | 1035 | 6.6817
2011 | 1 | 20 | 22 | 154.3 | 154.3 | 1028 | 6.6623
2011 | 1 | 20 | 23 | 149.1 | 149.1 | 1003 | 6.727
2011 | 1 | 20 | 24 | 130.1 | 130.1 | 894 | 6.8716
2011 | 1 | 21 | 1 | 122.7 | 122.7 | 850 | 6.9275
2011 | 1 | 21 | 2 | 116.9 | 116.9 | 811 | 6.9376
2011 | 1 | 21 | 3 | 99.7 | 99.7 | 696 | 6.9809
2011 | 1 | 21 | 4 | 127.8 | 127.8 | 880 | 6.8858
2011 | 1 | 21 | 5 | 119.7 | 119.7 | 827 | 6.9089
2011 | 1 | 21 | 6 | 130.8 | 130.8 | 895 | 6.8425
2011 | 1 | 21 | 7 | 116.8 | 116.8 | 804 | 6.8836
2011 | 1 | 21 | 8 | 119.7 | 119.7 | 826 | 6.9006
2011 | 1 | 21 | 9 | 134.2 | 134.2 | 914 | 6.8107
2011 | 1 | 21 | 10 | 159.6 | 159.6 | 1053 | 6.5977
2011 | 1 | 21 | 11 | 172.4 | 172.4 | 1110 | 6.4385
2011 | 1 | 21 | 12 | 159.3 | 159.3 | 1045 | 6.5599
2011 | 1 | 21 | 13 | 169 | 169 | 1093 | 6.4675
2011 | 1 | 21 | 14 | 158 | 158 | 1034 | 6.5443
2011 | 1 | 21 | 15 | 153.5 | 153.5 | 1015 | 6.6124
2011 | 1 | 21 | 16 | 144.3 | 144.3 | 967 | 6.7013
2011 | 1 | 21 | 17 | 135 | 135 | 917 | 6.7926
2011 | 1 | 21 | 18 | 129.2 | 129.2 | 879 | 6.8034
2011 | 1 | 21 | 19 | 130.9 | 130.9 | 889 | 6.7914
2011 | 1 | 21 | 20 | 136.3 | 136.3 | 924 | 6.7792
2011 | 1 | 21 | 21 | 137.5 | 137.5 | 938 | 6.8218
2011 | 1 | 21 | 22 | 127.1 | 127.1 | 872 | 6.8607
2011 | 1 | 21 | 23 | 126.5 | 126.5 | 876 | 6.9249
2011 | 1 | 21 | 24 | 124.3 | 124.3 | 863 | 6.9429
2011 | 1 | 22 | 1 | 115 | 115 | 806 | 7.0087
2011 | 1 | 22 | 2 | 110.2 | 110.2 | 775 | 7.0327
2011 | 1 | 22 | 3 | 100.8 | 100.8 | 711 | 7.0536
2011 | 1 | 22 | 4 | 96 | 96 | 679 | 7.0729
2011 | 1 | 22 | 5 | 118.6 | 118.6 | 827 | 6.973
2011 | 1 | 22 | 6 | 145.5 | 145.5 | 980 | 6.7354
2011 | 1 | 22 | 7 | 157 | 157 | 1039 | 6.6178
2011 | 1 | 22 | 8 | 137.7 | 137.7 | 927 | 6.732
2011 | 1 | 22 | 9 | 115.3 | 115.3 | 793 | 6.8777
2011 | 1 | 22 | 10 | 148.4 | 148.4 | 981 | 6.6105
2011 | 1 | 22 | 11 | 143.6 | 143.6 | 950 | 6.6156
2011 | 1 | 22 | 12 | 121.9 | 121.9 | 835 | 6.8499
2011 | 1 | 22 | 13 | 128 | 128 | 882 | 6.8906
2011 | 1 | 22 | 14 | 130.6 | 130.6 | 890 | 6.8147
2011 | 1 | 22 | 15 | 122.8 | 122.8 | 843 | 6.8648
2011 | 1 | 22 | 16 | 133.9 | 133.9 | 912 | 6.8111
2011 | 1 | 22 | 17 | 139.6 | 139.6 | 944 | 6.7622
2011 | 1 | 22 | 18 | 167.6 | 167.6 | 1085 | 6.4737
2011 | 1 | 22 | 19 | 130.9 | 130.9 | 882 | 6.738
2011 | 1 | 22 | 20 | 163.8 | 163.8 | 1073 | 6.5507
2011 | 1 | 22 | 21 | 149.7 | 149.7 | 995 | 6.6466
2011 | 1 | 22 | 22 | 144.8 | 144.8 | 970 | 6.6989
2011 | 1 | 22 | 23 | 143.9 | 143.9 | 967 | 6.7199
2011 | 1 | 22 | 24 | 130.3 | 130.3 | 892 | 6.8457
2011 | 1 | 23 | 1 | 126.4 | 126.4 | 869 | 6.875
2011 | 1 | 23 | 2 | 123.1 | 123.1 | 850 | 6.905
2011 | 1 | 23 | 3 | 115.6 | 115.6 | 801 | 6.9291
2011 | 1 | 23 | 4 | 92.2 | 92.2 | 645 | 6.9957
2011 | 1 | 23 | 5 | 110.6 | 110.6 | 768 | 6.9439
2011 | 1 | 23 | 6 | 106.3 | 106.3 | 736 | 6.9238
2011 | 1 | 23 | 7 | 85.1 | 85.1 | 597 | 7.0153
2011 | 1 | 23 | 8 | 115.3 | 115.3 | 804 | 6.9731
2011 | 1 | 23 | 9 | 126.2 | 126.2 | 863 | 6.8384
2011 | 1 | 23 | 10 | 119 | 119 | 813 | 6.8319
2011 | 1 | 23 | 11 | 132.5 | 132.5 | 899 | 6.7849
2011 | 1 | 23 | 12 | 121 | 121 | 836 | 6.9091
2011 | 1 | 23 | 13 | 123.9 | 123.9 | 853 | 6.8846
2011 | 1 | 23 | 14 | 86.2 | 86.2 | 602 | 6.9838
2011 | 1 | 23 | 15 | 81.7 | 81.7 | 578 | 7.0747
2011 | 1 | 23 | 16 | 104.8 | 104.8 | 734 | 7.0038
2011 | 1 | 23 | 17 | 118.7 | 118.7 | 824 | 6.9419
2011 | 1 | 23 | 18 | 144.9 | 144.9 | 973 | 6.715
2011 | 1 | 23 | 19 | 147.1 | 147.1 | 983 | 6.6825
2011 | 1 | 23 | 20 | 152.5 | 152.5 | 1013 | 6.6426
2011 | 1 | 23 | 21 | 150 | 150 | 999 | 6.66
2011 | 1 | 23 | 22 | 144.1 | 144.1 | 966 | 6.7037
2011 | 1 | 23 | 23 | 137.9 | 137.9 | 932 | 6.7585
2011 | 1 | 23 | 24 | 135.1 | 135.1 | 920 | 6.8098
2011 | 1 | 24 | 1 | 120.3 | 120.3 | 831 | 6.9077
2011 | 1 | 24 | 2 | 107.3 | 107.3 | 747 | 6.9618
2011 | 1 | 24 | 3 | 102.8 | 102.8 | 721 | 7.0136
2011 | 1 | 24 | 4 | 107 | 107 | 743 | 6.9439
2011 | 1 | 24 | 5 | 125.3 | 125.3 | 858 | 6.8476
2011 | 1 | 24 | 6 | 142.6 | 142.6 | 948 | 6.648
2011 | 1 | 24 | 7 | 160.5 | 160.5 | 1042 | 6.4922
2011 | 1 | 24 | 8 | 141.8 | 141.8 | 939 | 6.622
2011 | 1 | 24 | 9 | 111.6 | 111.6 | 758 | 6.7921
2011 | 1 | 24 | 10 | 113.9 | 113.9 | 782 | 6.8657
2011 | 1 | 24 | 11 | 128.9 | 128.9 | 876 | 6.796
2011 | 1 | 24 | 12 | 129.5 | 129.5 | 875 | 6.7568
2011 | 1 | 24 | 13 | 135.3 | 135.3 | 914 | 6.7554
2011 | 1 | 24 | 14 | 143.4 | 143.4 | 959 | 6.6876
2011 | 1 | 24 | 15 | 134.2 | 134.2 | 908 | 6.766
2011 | 1 | 24 | 16 | 138.2 | 138.2 | 932 | 6.7438
2011 | 1 | 24 | 17 | 138.2 | 138.2 | 934 | 6.7583
2011 | 1 | 24 | 18 | 151 | 151 | 1013 | 6.7086
2011 | 1 | 24 | 19 | 150.7 | 150.7 | 1001 | 6.6423
2011 | 1 | 24 | 20 | 147.9 | 147.9 | 986 | 6.6667
2011 | 1 | 24 | 21 | 133.3 | 133.3 | 905 | 6.7892
2011 | 1 | 24 | 22 | 130.8 | 130.8 | 891 | 6.8119
2011 | 1 | 24 | 23 | 122.3 | 122.3 | 840 | 6.8684
2011 | 1 | 24 | 24 | 116 | 116 | 806 | 6.9483
2011 | 1 | 25 | 1 | 122.5 | 122.5 | 844 | 6.8898
2011 | 1 | 25 | 2 | 107.2 | 107.2 | 749 | 6.9869
2011 | 1 | 25 | 3 | 116.6 | 116.6 | 809 | 6.9383
2011 | 1 | 25 | 4 | 120.5 | 120.5 | 833 | 6.9129
2011 | 1 | 25 | 5 | 115.9 | 115.9 | 794 | 6.8507
2011 | 1 | 25 | 6 | 92.9 | 92.9 | 643 | 6.9214
2011 | 1 | 25 | 7 | 127.4 | 127.4 | 871 | 6.8367
2011 | 1 | 25 | 8 | 135.5 | 135.5 | 920 | 6.7897
2011 | 1 | 25 | 9 | 147.7 | 147.7 | 983 | 6.6554
2011 | 1 | 25 | 10 | 161.1 | 161.1 | 1056 | 6.5549
2011 | 1 | 25 | 11 | 161.1 | 161.1 | 1075 | 6.6729
2011 | 1 | 25 | 12 | 158.2 | 158.2 | 1042 | 6.5866
2011 | 1 | 25 | 13 | 151.2 | 151.2 | 1002 | 6.627
2011 | 1 | 25 | 14 | 143.2 | 143.2 | 962 | 6.7179
2011 | 1 | 25 | 15 | 144.3 | 144.3 | 968 | 6.7082
2011 | 1 | 25 | 16 | 148.4 | 148.4 | 990 | 6.6712
2011 | 1 | 25 | 17 | 147.6 | 147.6 | 987 | 6.687
2011 | 1 | 25 | 18 | 159.1 | 159.1 | 1048 | 6.5871
2011 | 1 | 25 | 19 | 156.2 | 156.2 | 1031 | 6.6005
2011 | 1 | 25 | 20 | 152.6 | 152.6 | 1013 | 6.6383
2011 | 1 | 25 | 21 | 146.1 | 146.1 | 978 | 6.694
2011 | 1 | 25 | 22 | 142.5 | 142.5 | 963 | 6.7579
2011 | 1 | 25 | 23 | 150.1 | 150.1 | 1001 | 6.6689
2011 | 1 | 25 | 24 | 139.1 | 139.1 | 944 | 6.7865
2011 | 1 | 26 | 1 | 131.9 | 131.9 | 900 | 6.8234
2011 | 1 | 26 | 2 | 124.8 | 124.8 | 859 | 6.883
2011 | 1 | 26 | 3 | 139.9 | 139.9 | 951 | 6.7977
2011 | 1 | 26 | 4 | 151 | 151 | 1013 | 6.7086
2011 | 1 | 26 | 5 | 153.4 | 153.4 | 1020 | 6.6493
2011 | 1 | 26 | 6 | 153.4 | 153.4 | 1022 | 6.6623
2011 | 1 | 26 | 7 | 144.6 | 144.6 | 974 | 6.7358
2011 | 1 | 26 | 8 | 148.9 | 148.9 | 1002 | 6.7293
2011 | 1 | 26 | 9 | 168.9 | 168.9 | 1104 | 6.5364
2011 | 1 | 26 | 10 | 165.6 | 165.6 | 1085 | 6.5519
2011 | 1 | 26 | 11 | 169.7 | 169.7 | 1107 | 6.5233
2011 | 1 | 26 | 12 | 169.7 | 169.7 | 1106 | 6.5174
2011 | 1 | 26 | 13 | 163.5 | 160.1 | 1055 | 6.5896
2011 | 1 | 26 | 14 | 176.5 | 166.1 | 1084 | 6.5262
2011 | 1 | 26 | 15 | 173.4 | 163.2 | 1071 | 6.5625
2011 | 1 | 26 | 16 | 173.2 | 163 | 1065 | 6.5337
2011 | 1 | 26 | 17 | 161.3 | 145.4 | 968 | 6.6575
2011 | 1 | 26 | 18 | 178.8 | 158.8 | 1034 | 6.5113
2011 | 1 | 26 | 19 | 166.6 | 156 | 1027 | 6.5833
2011 | 1 | 26 | 20 | 173.2 | 152.2 | 1003 | 6.59
2011 | 1 | 26 | 21 | 167.4 | 142.7 | 946 | 6.6293
2011 | 1 | 26 | 22 | 153.8 | 130.1 | 880 | 6.764
2011 | 1 | 26 | 23 | 162.4 | 132.9 | 893 | 6.7193
2011 | 1 | 26 | 24 | 159.4 | 139 | 934 | 6.7194
2011 | 1 | 27 | 1 | 159.2 | 139.6 | 939 | 6.7264
2011 | 1 | 27 | 2 | 159.4 | 144.9 | 970 | 6.6943
2011 | 1 | 27 | 3 | 150.8 | 140.7 | 951 | 6.7591
2011 | 1 | 27 | 4 | 147.5 | 137.4 | 931 | 6.7758
2011 | 1 | 27 | 5 | 153.5 | 145.6 | 979 | 6.7239
2011 | 1 | 27 | 6 | 148.7 | 135.8 | 920 | 6.7747
2011 | 1 | 27 | 7 | 168.3 | 152.5 | 1009 | 6.6164
2011 | 1 | 27 | 8 | 172.5 | 156.7 | 1027 | 6.5539
2011 | 1 | 27 | 9 | 168.7 | 149.2 | 986 | 6.6086
2011 | 1 | 27 | 10 | 177.5 | 147.5 | 969 | 6.5695
2011 | 1 | 27 | 11 | 175.8 | 149.3 | 979 | 6.5573
2011 | 1 | 27 | 12 | 163.6 | 144.8 | 963 | 6.6506
2011 | 1 | 27 | 13 | 168.6 | 145.3 | 962 | 6.6208
2011 | 1 | 27 | 14 | 161.9 | 135.9 | 907 | 6.674
2011 | 1 | 27 | 15 | 149.6 | 123.6 | 839 | 6.788
2011 | 1 | 27 | 16 | 166.5 | 140.5 | 939 | 6.6833
2011 | 1 | 27 | 17 | 162.2 | 136.2 | 912 | 6.696
2011 | 1 | 27 | 18 | 172.4 | 147.2 | 975 | 6.6236
2011 | 1 | 27 | 19 | 169.3 | 144.4 | 954 | 6.6066
2011 | 1 | 27 | 20 | 171.1 | 156.6 | 1027 | 6.5581
2011 | 1 | 27 | 21 | 170.8 | 158.7 | 1043 | 6.5721
2011 | 1 | 27 | 22 | 155.6 | 133.8 | 899 | 6.719
2011 | 1 | 27 | 23 | 149.6 | 124.8 | 846 | 6.7788
2011 | 1 | 27 | 24 | 151.3 | 121.1 | 823 | 6.796
2011 | 1 | 28 | 1 | 164.2 | 158 | 1046 | 6.6203
2011 | 1 | 28 | 2 | 172.6 | 172.6 | 1117 | 6.4716
2011 | 1 | 28 | 3 | 156.5 | 156.5 | 1036 | 6.6198
2011 | 1 | 28 | 4 | 158.8 | 158.8 | 1047 | 6.5932
2011 | 1 | 28 | 5 | 138.1 | 138.1 | 933 | 6.756
2011 | 1 | 28 | 6 | 126.8 | 126.8 | 868 | 6.8454
2011 | 1 | 28 | 7 | 115.5 | 115.5 | 799 | 6.9177
2011 | 1 | 28 | 8 | 132.4 | 132.4 | 909 | 6.8656
2011 | 1 | 28 | 9 | 150.2 | 150.2 | 1005 | 6.6911
2011 | 1 | 28 | 10 | 167.6 | 167.6 | 1093 | 6.5215
2011 | 1 | 28 | 11 | 167.6 | 167.6 | 1092 | 6.5155
2011 | 1 | 28 | 12 | 157.2 | 157.2 | 1037 | 6.5967
2011 | 1 | 28 | 13 | 149.5 | 149.5 | 998 | 6.6756
2011 | 1 | 28 | 14 | 147.5 | 147.5 | 993 | 6.7322
2011 | 1 | 28 | 15 | 147.9 | 147.9 | 993 | 6.714
2011 | 1 | 28 | 16 | 147 | 147 | 991 | 6.7415
2011 | 1 | 28 | 17 | 134.6 | 134.6 | 921 | 6.8425
2011 | 1 | 28 | 18 | 133.4 | 133.4 | 918 | 6.8816
2011 | 1 | 28 | 19 | 138.5 | 138.5 | 944 | 6.8159
2011 | 1 | 28 | 20 | 155.9 | 155.9 | 1042 | 6.6838
2011 | 1 | 28 | 21 | 165.7 | 165.7 | 1091 | 6.5842
2011 | 1 | 28 | 22 | 156 | 151 | 1009 | 6.6821
2011 | 1 | 28 | 23 | 159 | 148.5 | 992 | 6.6801
2011 | 1 | 28 | 24 | 153 | 142.9 | 961 | 6.725
2011 | 1 | 29 | 1 | 147.4 | 145.2 | 977 | 6.7287
2011 | 1 | 29 | 2 | 137.1 | 137.1 | 935 | 6.8198
2011 | 1 | 29 | 3 | 144.4 | 144.4 | 979 | 6.7798
2011 | 1 | 29 | 4 | 134.9 | 134.9 | 921 | 6.8273
2011 | 1 | 29 | 5 | 132.2 | 132.2 | 907 | 6.8608
2011 | 1 | 29 | 6 | 122 | 122 | 844 | 6.918
2011 | 1 | 29 | 7 | 107 | 107 | 744 | 6.9533
2011 | 1 | 29 | 8 | 95.6 | 95.6 | 669 | 6.9979
2011 | 1 | 29 | 9 | 122.4 | 122.4 | 849 | 6.9363
2011 | 1 | 29 | 10 | 154.3 | 154.3 | 1027 | 6.6559
2011 | 1 | 29 | 11 | 172.1 | 172.1 | 1108 | 6.4381
2011 | 1 | 29 | 12 | 169.1 | 169.1 | 1095 | 6.4755
2011 | 1 | 29 | 13 | 152.5 | 152.5 | 1014 | 6.6492
2011 | 1 | 29 | 14 | 147.4 | 147.4 | 990 | 6.7164
2011 | 1 | 29 | 15 | 138.4 | 138.4 | 944 | 6.8208
2011 | 1 | 29 | 16 | 136.1 | 136.1 | 933 | 6.8553
2011 | 1 | 29 | 17 | 153.7 | 149.3 | 1004 | 6.7247
2011 | 1 | 29 | 18 | 176.5 | 165.1 | 1077 | 6.5233
2011 | 1 | 29 | 19 | 169.5 | 158 | 1038 | 6.5696
2011 | 1 | 29 | 20 | 170.2 | 159.6 | 1045 | 6.5476
2011 | 1 | 29 | 21 | 162.5 | 152.4 | 1009 | 6.6207
2011 | 1 | 29 | 22 | 169.1 | 159.1 | 1043 | 6.5556
2011 | 1 | 29 | 23 | 165.8 | 155.7 | 1030 | 6.6153
2011 | 1 | 29 | 24 | 167.4 | 157.3 | 1037 | 6.5925
2011 | 1 | 30 | 1 | 157.5 | 147.5 | 982 | 6.6576
2011 | 1 | 30 | 2 | 146.4 | 144.9 | 976 | 6.7357
2011 | 1 | 30 | 3 | 141 | 141 | 955 | 6.773
2011 | 1 | 30 | 4 | 111.2 | 111.2 | 771 | 6.9335
2011 | 1 | 30 | 5 | 107.2 | 107.2 | 746 | 6.959
2011 | 1 | 30 | 6 | 118.4 | 118.4 | 816 | 6.8919
2011 | 1 | 30 | 7 | 113.8 | 113.8 | 787 | 6.9156
2011 | 1 | 30 | 8 | 152 | 152 | 1013 | 6.6645
2011 | 1 | 30 | 9 | 127.2 | 127.2 | 866 | 6.8082
2011 | 1 | 30 | 10 | 107.8 | 107.8 | 746 | 6.9202
2011 | 1 | 30 | 11 | 113.7 | 113.7 | 787 | 6.9217
2011 | 1 | 30 | 12 | 105.8 | 105.8 | 732 | 6.9187
2011 | 1 | 30 | 13 | 123.7 | 123.7 | 854 | 6.9038
2011 | 1 | 30 | 14 | 148.4 | 148.4 | 1000 | 6.7385
2011 | 1 | 30 | 15 | 158.9 | 158.9 | 1046 | 6.5828
2011 | 1 | 30 | 16 | 140.5 | 140.5 | 949 | 6.7544
2011 | 1 | 30 | 17 | 134 | 134 | 910 | 6.791
2011 | 1 | 30 | 18 | 130.7 | 130.7 | 890 | 6.8095
2011 | 1 | 30 | 19 | 130.1 | 130.1 | 887 | 6.8178
2011 | 1 | 30 | 20 | 157.4 | 157.4 | 1041 | 6.6137
2011 | 1 | 30 | 21 | 161.7 | 161.7 | 1064 | 6.5801
2011 | 1 | 30 | 22 | 151.4 | 151.4 | 1003 | 6.6248
2011 | 1 | 30 | 23 | 129.4 | 129.4 | 884 | 6.8315
2011 | 1 | 30 | 24 | 105.3 | 105.3 | 737 | 6.9991
2011 | 1 | 31 | 1 | 124.2 | 124.2 | 861 | 6.9324
2011 | 1 | 31 | 2 | 120.9 | 120.9 | 839 | 6.9396
2011 | 1 | 31 | 3 | 140.7 | 140.7 | 957 | 6.8017
2011 | 1 | 31 | 4 | 132.2 | 132.2 | 902 | 6.823
2011 | 1 | 31 | 5 | 122.5 | 122.5 | 841 | 6.8653
2011 | 1 | 31 | 6 | 105 | 105 | 727 | 6.9238
2011 | 1 | 31 | 7 | 101.5 | 101.5 | 709 | 6.9852
2011 | 1 | 31 | 8 | 121.3 | 121.3 | 836 | 6.892
2011 | 1 | 31 | 9 | 130.4 | 130.4 | 892 | 6.8405
2011 | 1 | 31 | 10 | 175.2 | 175.2 | 1123 | 6.4098
2011 | 1 | 31 | 11 | 168.7 | 168.7 | 1087 | 6.4434
2011 | 1 | 31 | 12 | 163.1 | 163.1 | 1063 | 6.5175
2011 | 1 | 31 | 13 | 167.8 | 167.8 | 1088 | 6.4839
2011 | 1 | 31 | 14 | 154.1 | 154.1 | 1018 | 6.6061
2011 | 1 | 31 | 15 | 146.5 | 146.5 | 981 | 6.6962
2011 | 1 | 31 | 16 | 153 | 153 | 1019 | 6.6601
2011 | 1 | 31 | 17 | 148.7 | 148.7 | 996 | 6.698
2011 | 1 | 31 | 18 | 163.4 | 163.4 | 1071 | 6.5545
2011 | 1 | 31 | 19 | 175.3 | 175.3 | 1120 | 6.389
2011 | 1 | 31 | 20 | 168.3 | 168.3 | 1091 | 6.4825
2011 | 1 | 31 | 21 | 171.8 | 171.8 | 1108 | 6.4494
2011 | 1 | 31 | 22 | 156.4 | 156.4 | 1032 | 6.5985
2011 | 1 | 31 | 23 | 145 | 145 | 977 | 6.7379
2011 | 1 | 31 | 24 | 152.9 | 152.9 | 1022 | 6.6841
2011 | 2 | 1 | 1 | 144.7 | 144.7 | 980 | 6.7726
2011 | 2 | 1 | 2 | 143.6 | 143.6 | 974 | 6.7827
2011 | 2 | 1 | 4 | 132.3 | 132.3 | 901 | 6.8103
2011 | 2 | 1 | 5 | 116.9 | 116.9 | 807 | 6.9033
2011 | 2 | 1 | 6 | 134.5 | 134.5 | 922 | 6.855
2011 | 2 | 1 | 7 | 124.2 | 124.2 | 851 | 6.8519
2011 | 2 | 1 | 8 | 131 | 131 | 887 | 6.771
2011 | 2 | 1 | 9 | 140.9 | 140.9 | 951 | 6.7495
2011 | 2 | 1 | 10 | 153.5 | 153.5 | 1025 | 6.6775
2011 | 2 | 1 | 11 | 151 | 151 | 1009 | 6.6821
2011 | 2 | 1 | 12 | 136.6 | 136.6 | 929 | 6.8009
2011 | 2 | 1 | 13 | 129 | 129 | 885 | 6.8605
2011 | 2 | 1 | 14 | 120.4 | 120.4 | 834 | 6.9269
2011 | 2 | 1 | 15 | 115.2 | 115.2 | 802 | 6.9618
2011 | 2 | 1 | 16 | 118.8 | 118.8 | 824 | 6.936
2011 | 2 | 1 | 17 | 115 | 115 | 799 | 6.9478
2011 | 2 | 1 | 18 | 133.7 | 133.7 | 913 | 6.8287
2011 | 2 | 1 | 19 | 148.1 | 148.1 | 991 | 6.6914
2011 | 2 | 1 | 20 | 155.7 | 155.7 | 1029 | 6.6089
2011 | 2 | 1 | 21 | 163 | 163 | 1068 | 6.5521
2011 | 2 | 1 | 22 | 156.4 | 156.4 | 1033 | 6.6049
2011 | 2 | 1 | 23 | 139.5 | 139.5 | 947 | 6.7885
2011 | 2 | 1 | 24 | 141.7 | 141.7 | 963 | 6.796
2011 | 2 | 2 | 1 | 151.9 | 151.9 | 1014 | 6.6754
2011 | 2 | 2 | 2 | 157.3 | 157.3 | 1047 | 6.6561
2011 | 2 | 2 | 3 | 163.4 | 163.4 | 1075 | 6.5789
2011 | 2 | 2 | 4 | 143.6 | 143.6 | 965 | 6.7201
2011 | 2 | 2 | 5 | 142.3 | 142.3 | 957 | 6.7252
2011 | 2 | 2 | 6 | 132.9 | 132.9 | 899 | 6.7645
2011 | 2 | 2 | 7 | 126.5 | 126.5 | 864 | 6.83
2011 | 2 | 2 | 8 | 146.1 | 146.1 | 984 | 6.7351
2011 | 2 | 2 | 9 | 143.1 | 143.1 | 964 | 6.7365
2011 | 2 | 2 | 10 | 145.9 | 145.9 | 982 | 6.7306
2011 | 2 | 2 | 11 | 139.4 | 139.4 | 946 | 6.7862
2011 | 2 | 2 | 12 | 136 | 136 | 930 | 6.8382
2011 | 2 | 2 | 13 | 133 | 133 | 914 | 6.8722
2011 | 2 | 2 | 14 | 138.1 | 138.1 | 973 | 7.0456
2011 | 2 | 2 | 15 | 149.6 | 149.6 | 1008 | 6.738
2011 | 2 | 2 | 16 | 151 | 151 | 1016 | 6.7285
2011 | 2 | 2 | 17 | 138.8 | 138.8 | 945 | 6.8084
2011 | 2 | 2 | 18 | 144.6 | 144.6 | 977 | 6.7566
2011 | 2 | 2 | 19 | 113.4 | 113.4 | 784 | 6.9136
2011 | 2 | 2 | 20 | 133.3 | 133.3 | 917 | 6.8792
2011 | 2 | 2 | 21 | 135.8 | 135.8 | 944 | 6.9514
2011 | 2 | 2 | 22 | 137.8 | 137.8 | 940 | 6.8215
2011 | 2 | 2 | 23 | 142.1 | 141.7 | 965 | 6.8102
2011 | 2 | 2 | 24 | 146.4 | 135.7 | 921 | 6.787
2011 | 2 | 3 | 1 | 143.8 | 138.9 | 943 | 6.7891
2011 | 2 | 3 | 2 | 148.4 | 148.4 | 998 | 6.7251
2011 | 2 | 3 | 3 | 139.6 | 139.6 | 944 | 6.7622
2011 | 2 | 3 | 4 | 120.8 | 120.8 | 834 | 6.904
2011 | 2 | 3 | 5 | 106.8 | 106.8 | 742 | 6.9476
2011 | 2 | 3 | 6 | 92 | 92 | 645 | 7.0109
2011 | 2 | 3 | 7 | 109.1 | 109.1 | 755 | 6.9203
2011 | 2 | 3 | 8 | 145.9 | 145.9 | 970 | 6.6484
2011 | 2 | 3 | 9 | 152.9 | 152.9 | 1018 | 6.6579
2011 | 2 | 3 | 10 | 160 | 160 | 1057 | 6.6063
2011 | 2 | 3 | 11 | 154 | 154 | 1027 | 6.6688
2011 | 2 | 3 | 12 | 145 | 145 | 977 | 6.7379
2011 | 2 | 3 | 13 | 145.3 | 145.3 | 983 | 6.7653
2011 | 2 | 3 | 14 | 133.8 | 133.8 | 919 | 6.8685
2011 | 2 | 3 | 15 | 128.9 | 128.9 | 890 | 6.9046
2011 | 2 | 3 | 16 | 140.2 | 140.2 | 955 | 6.8117
2011 | 2 | 3 | 17 | 140.5 | 140.5 | 958 | 6.8185
2011 | 2 | 3 | 18 | 126.9 | 126.9 | 874 | 6.8873
2011 | 2 | 3 | 19 | 117 | 117 | 815 | 6.9658
2011 | 2 | 3 | 20 | 126.4 | 126.4 | 878 | 6.9462
2011 | 2 | 3 | 21 | 150 | 150 | 1013 | 6.7533
2011 | 2 | 3 | 22 | 156.8 | 150.9 | 1013 | 6.7131
2011 | 2 | 3 | 23 | 152.2 | 132 | 892 | 6.7576
2011 | 2 | 3 | 24 | 141.8 | 120.5 | 828 | 6.8714
2011 | 2 | 4 | 1 | 134 | 129.1 | 937 | 7.2579
2011 | 2 | 4 | 2 | 117.9 | 117.9 | 818 | 6.9381
2011 | 2 | 4 | 3 | 109.5 | 109.5 | 767 | 7.0046
2011 | 2 | 4 | 4 | 100.7 | 100.7 | 702 | 6.9712
2011 | 2 | 4 | 5 | 68.4 | 68.4 | 485 | 7.0906
2011 | 2 | 4 | 6 | 90.5 | 90.5 | 639 | 7.0608
2011 | 2 | 4 | 7 | 98.5 | 98.5 | 688 | 6.9848
2011 | 2 | 4 | 8 | 125.8 | 125.8 | 860 | 6.8362
2011 | 2 | 4 | 9 | 112.2 | 112.2 | 772 | 6.8806
2011 | 2 | 4 | 10 | 142.8 | 142.8 | 967 | 6.7717
2011 | 2 | 4 | 11 | 158.1 | 158.1 | 1045 | 6.6097
2011 | 2 | 4 | 12 | 149.2 | 149.2 | 993 | 6.6555
2011 | 2 | 4 | 13 | 113 | 113 | 780 | 6.9027
2011 | 2 | 4 | 14 | 99.4 | 99.4 | 693 | 6.9718
2011 | 2 | 4 | 15 | 88.3 | 88.3 | 619 | 7.0102
2011 | 2 | 4 | 16 | 83.5 | 83.5 | 592 | 7.0898
2011 | 2 | 4 | 17 | 95.8 | 95.8 | 676 | 7.0564
2011 | 2 | 4 | 18 | 126.7 | 126.7 | 869 | 6.8587
2011 | 2 | 4 | 19 | 104.4 | 104.4 | 726 | 6.954
2011 | 2 | 4 | 20 | 121.6 | 121.6 | 841 | 6.9161
2011 | 2 | 4 | 21 | 149.6 | 149.6 | 1004 | 6.7112
2011 | 2 | 4 | 22 | 119.6 | 119.6 | 819 | 6.8478
2011 | 2 | 4 | 23 | 119.2 | 119.2 | 824 | 6.9128
2011 | 2 | 4 | 24 | 106.4 | 106.4 | 746 | 7.0113
2011 | 2 | 5 | 1 | 85.8 | 85.8 | 603 | 7.028
2011 | 2 | 5 | 2 | 51.3 | 51.3 | 369 | 7.193
2011 | 2 | 5 | 3 | 28.4 | 28.4 | 204 | 7.1831
2011 | 2 | 5 | 4 | 49.4 | 49.4 | 358 | 7.247
2011 | 2 | 5 | 5 | 83.2 | 83.2 | 589 | 7.0793
2011 | 2 | 5 | 6 | 97.6 | 97.6 | 685 | 7.0184
2011 | 2 | 5 | 7 | 95.6 | 95.6 | 659 | 6.8933
2011 | 2 | 5 | 8 | 86.5 | 86.5 | 609 | 7.0405
2011 | 2 | 5 | 9 | 80 | 80 | 565 | 7.0625
2011 | 2 | 5 | 10 | 80.2 | 80.2 | 565 | 7.0449
2011 | 2 | 5 | 11 | 89.7 | 89.7 | 633 | 7.0569
2011 | 2 | 5 | 12 | 98.1 | 98.1 | 687 | 7.0031
2011 | 2 | 5 | 13 | 105 | 105 | 730 | 6.9524
2011 | 2 | 5 | 14 | 102.4 | 102.4 | 715 | 6.9824
2011 | 2 | 5 | 15 | 94.5 | 94.5 | 664 | 7.0265
2011 | 2 | 5 | 16 | 71.5 | 71.5 | 512 | 7.1608
2011 | 2 | 5 | 17 | 64.4 | 64.4 | 460 | 7.1429
2011 | 2 | 5 | 18 | 66.3 | 66.3 | 470 | 7.089
2011 | 2 | 5 | 19 | 87.9 | 87.9 | 617 | 7.0193
2011 | 2 | 5 | 20 | 136 | 136 | 930 | 6.8382
2011 | 2 | 5 | 21 | 160.8 | 160.8 | 1056 | 6.5672
2011 | 2 | 5 | 22 | 149.7 | 149.7 | 998 | 6.6667
2011 | 2 | 5 | 23 | 135.1 | 135.1 | 919 | 6.8024
2011 | 2 | 5 | 24 | 113 | 113 | 783 | 6.9292
2011 | 2 | 6 | 1 | 94.8 | 94.8 | 664 | 7.0042
2011 | 2 | 6 | 2 | 95.9 | 95.9 | 675 | 7.0386
2011 | 2 | 6 | 3 | 84.4 | 84.4 | 590 | 6.9905
2011 | 2 | 6 | 4 | 88.1 | 88.1 | 626 | 7.1056
2011 | 2 | 6 | 5 | 87.1 | 87.1 | 618 | 7.0953
2011 | 2 | 6 | 6 | 85.6 | 85.6 | 606 | 7.0794
2011 | 2 | 6 | 7 | 62.1 | 62.1 | 444 | 7.1498
2011 | 2 | 6 | 8 | 95.1 | 95.1 | 670 | 7.0452
2011 | 2 | 6 | 9 | 126 | 126 | 869 | 6.8968
2011 | 2 | 6 | 10 | 132 | 132 | 902 | 6.8333
2011 | 2 | 6 | 11 | 124 | 124 | 851 | 6.8629
2011 | 2 | 6 | 12 | 110.7 | 110.7 | 768 | 6.9377
2011 | 2 | 6 | 13 | 119.5 | 119.5 | 819 | 6.8536
2011 | 2 | 6 | 14 | 112 | 112 | 776 | 6.9286
2011 | 2 | 6 | 15 | 129 | 129 | 890 | 6.8992
2011 | 2 | 6 | 16 | 115.2 | 115.2 | 801 | 6.9531
2011 | 2 | 6 | 17 | 80.7 | 80.7 | 567 | 7.026
2011 | 2 | 6 | 18 | 62 | 62 | 439 | 7.0806
2011 | 2 | 6 | 19 | 69.7 | 69.7 | 495 | 7.1019
2011 | 2 | 6 | 20 | 145 | 145 | 983 | 6.7793
2011 | 2 | 6 | 21 | 160.2 | 160.2 | 1058 | 6.6042
2011 | 2 | 6 | 22 | 128.9 | 128.9 | 876 | 6.796
2011 | 2 | 6 | 23 | 96.9 | 96.9 | 681 | 7.0279
2011 | 2 | 6 | 24 | 60 | 60 | 424 | 7.0667
2011 | 2 | 7 | 1 | 24.1 | 24.1 | 173 | 7.1784
2011 | 2 | 7 | 2 | 68.9 | 68.9 | 493 | 7.1553
2011 | 2 | 7 | 3 | 106.1 | 106.1 | 744 | 7.0123
2011 | 2 | 7 | 4 | 113.8 | 113.8 | 790 | 6.942
2011 | 2 | 7 | 5 | 102.7 | 102.7 | 720 | 7.0107
2011 | 2 | 7 | 6 | 91.5 | 91.5 | 647 | 7.071
2011 | 2 | 7 | 7 | 93.4 | 93.4 | 659 | 7.0557
2011 | 2 | 7 | 8 | 80.2 | 80.2 | 564 | 7.0324
2011 | 2 | 7 | 9 | 118.4 | 118.4 | 823 | 6.951
2011 | 2 | 7 | 10 | 171.6 | 171.6 | 1115 | 6.4977
2011 | 2 | 7 | 11 | 173.9 | 173.9 | 1116 | 6.4175
2011 | 2 | 7 | 12 | 161.8 | 161.8 | 1059 | 6.5451
2011 | 2 | 7 | 13 | 147.3 | 147.3 | 985 | 6.687
2011 | 2 | 7 | 14 | 138.9 | 138.9 | 938 | 6.7531
2011 | 2 | 7 | 15 | 141 | 141 | 952 | 6.7518
2011 | 2 | 7 | 16 | 167.3 | 167.3 | 1085 | 6.4854
2011 | 2 | 7 | 17 | 154.8 | 154.8 | 1019 | 6.5827
2011 | 2 | 7 | 18 | 142 | 142 | 950 | 6.6901
2011 | 2 | 7 | 19 | 131.5 | 131.5 | 897 | 6.8213
2011 | 2 | 7 | 20 | 143.3 | 143.3 | 954 | 6.6574
2011 | 2 | 7 | 21 | 137.2 | 137.2 | 921 | 6.7128
2011 | 2 | 7 | 22 | 124.7 | 124.7 | 860 | 6.8966
2011 | 2 | 7 | 23 | 128.6 | 128.6 | 881 | 6.8507
2011 | 2 | 7 | 24 | 120.2 | 120.2 | 831 | 6.9135
2011 | 2 | 8 | 1 | 96.5 | 96.5 | 675 | 6.9948
2011 | 2 | 8 | 2 | 117.5 | 117.5 | 814 | 6.9277
2011 | 2 | 8 | 3 | 118.4 | 118.4 | 809 | 6.8328
2011 | 2 | 8 | 4 | 128.3 | 128.3 | 875 | 6.82
2011 | 2 | 8 | 5 | 134.2 | 134.2 | 910 | 6.7809
2011 | 2 | 8 | 6 | 116.7 | 116.7 | 798 | 6.838
2011 | 2 | 8 | 7 | 100.6 | 100.6 | 689 | 6.8489
2011 | 2 | 8 | 8 | 137.2 | 137.2 | 912 | 6.6472
2011 | 2 | 8 | 9 | 126.5 | 126.5 | 858 | 6.7826
2011 | 2 | 8 | 10 | 147.2 | 147.2 | 982 | 6.6712
2011 | 2 | 8 | 11 | 143.5 | 143.5 | 954 | 6.6481
2011 | 2 | 8 | 12 | 143.2 | 143.2 | 956 | 6.676
2011 | 2 | 8 | 13 | 150.5 | 150.5 | 996 | 6.6179
2011 | 2 | 8 | 14 | 146.4 | 146.4 | 977 | 6.6735
2011 | 2 | 8 | 15 | 141.5 | 141.5 | 946 | 6.6855
2011 | 2 | 8 | 16 | 132.2 | 132.2 | 893 | 6.7549
2011 | 2 | 8 | 17 | 145.3 | 145.3 | 967 | 6.6552
2011 | 2 | 8 | 18 | 167.7 | 167.7 | 1073 | 6.3983
2011 | 2 | 8 | 19 | 164.3 | 164.3 | 1056 | 6.4273
2011 | 2 | 8 | 20 | 153 | 153 | 1003 | 6.5556
2011 | 2 | 8 | 21 | 162.6 | 162.6 | 1046 | 6.433
2011 | 2 | 8 | 22 | 149.4 | 149.4 | 979 | 6.5529
2011 | 2 | 8 | 23 | 142 | 142 | 948 | 6.6761
2011 | 2 | 8 | 24 | 147.8 | 147.8 | 983 | 6.6509
2011 | 2 | 9 | 1 | 144.2 | 144.2 | 963 | 6.6782
2011 | 2 | 9 | 2 | 161.2 | 161.2 | 1052 | 6.5261
2011 | 2 | 9 | 3 | 166.6 | 166.6 | 1074 | 6.4466
2011 | 2 | 9 | 4 | 177.2 | 177.2 | 1112 | 6.2754
2011 | 2 | 9 | 5 | 168.7 | 168.7 | 1077 | 6.3841
2011 | 2 | 9 | 6 | 165.2 | 165.2 | 1055 | 6.3862
2011 | 2 | 9 | 7 | 146.4 | 146.4 | 966 | 6.5984
2011 | 2 | 9 | 8 | 139.8 | 139.8 | 936 | 6.6953
2011 | 2 | 9 | 9 | 136.1 | 136.1 | 918 | 6.745
2011 | 2 | 9 | 10 | 145.1 | 145.1 | 970 | 6.685
2011 | 2 | 9 | 11 | 151.2 | 151.2 | 1002 | 6.627
2011 | 2 | 9 | 12 | 162.2 | 162.2 | 1056 | 6.5105
2011 | 2 | 9 | 13 | 157.3 | 157.3 | 1035 | 6.5798
2011 | 2 | 9 | 14 | 160.5 | 160.5 | 1030 | 6.4174
2011 | 2 | 9 | 15 | 145.9 | 145.9 | 961 | 6.5867
2011 | 2 | 9 | 16 | 145.6 | 145.6 | 975 | 6.6964
2011 | 2 | 9 | 17 | 151.6 | 151.6 | 1007 | 6.6425
2011 | 2 | 9 | 18 | 166.9 | 166.9 | 1087 | 6.5129
2011 | 2 | 9 | 19 | 163.3 | 163.3 | 1064 | 6.5156
2011 | 2 | 9 | 20 | 173.9 | 173.9 | 1113 | 6.4002
2011 | 2 | 9 | 21 | 164.5 | 164.5 | 1071 | 6.5106
2011 | 2 | 9 | 22 | 162.9 | 162.9 | 1064 | 6.5316
2011 | 2 | 9 | 23 | 173.1 | 173.1 | 1114 | 6.4356
2011 | 2 | 9 | 24 | 162 | 162 | 1057 | 6.5247
2011 | 2 | 10 | 1 | 156 | 156 | 1029 | 6.5962
2011 | 2 | 10 | 2 | 152.7 | 152.7 | 1018 | 6.6667
2011 | 2 | 10 | 3 | 172.1 | 172.1 | 1110 | 6.4497
2011 | 2 | 10 | 4 | 176.7 | 176.7 | 1122 | 6.3497
2011 | 2 | 10 | 5 | 153.5 | 153.5 | 1010 | 6.5798
2011 | 2 | 10 | 6 | 153.9 | 153.9 | 1018 | 6.6147
2011 | 2 | 10 | 7 | 127.5 | 127.5 | 870 | 6.8235
2011 | 2 | 10 | 8 | 145.2 | 145.2 | 976 | 6.7218
2011 | 2 | 10 | 9 | 149.5 | 149.5 | 1003 | 6.709
2011 | 2 | 10 | 10 | 163.3 | 163.3 | 1074 | 6.5769
2011 | 2 | 10 | 11 | 165 | 165 | 1081 | 6.5515
2011 | 2 | 10 | 12 | 159.1 | 159.1 | 1055 | 6.631
2011 | 2 | 10 | 13 | 157.8 | 157.8 | 1044 | 6.616
2011 | 2 | 10 | 14 | 152.9 | 152.9 | 1020 | 6.671
2011 | 2 | 10 | 15 | 155.5 | 155.5 | 1032 | 6.6367
2011 | 2 | 10 | 16 | 150 | 150 | 996 | 6.64
2011 | 2 | 10 | 17 | 157.1 | 157.1 | 1047 | 6.6645
2011 | 2 | 10 | 18 | 175.4 | 175.4 | 1131 | 6.4481
2011 | 2 | 10 | 19 | 157.7 | 157.7 | 1045 | 6.6265
2011 | 2 | 10 | 20 | 172 | 172 | 1118 | 6.5
2011 | 2 | 10 | 21 | 172.8 | 172.8 | 1117 | 6.4641
2011 | 2 | 10 | 22 | 171.2 | 171.2 | 1110 | 6.4836
2011 | 2 | 10 | 23 | 175.4 | 175.4 | 1131 | 6.4481
2011 | 2 | 10 | 24 | 165.5 | 165.5 | 1083 | 6.5438
2011 | 2 | 11 | 1 | 160.8 | 160.8 | 1061 | 6.5983
2011 | 2 | 11 | 2 | 167.2 | 167.2 | 1095 | 6.549
2011 | 2 | 11 | 3 | 176.5 | 176.5 | 1130 | 6.4023
2011 | 2 | 11 | 4 | 149.2 | 149.2 | 998 | 6.689
2011 | 2 | 11 | 5 | 145.4 | 131.7 | 895 | 6.7957
2011 | 2 | 11 | 6 | 153.2 | 135.4 | 915 | 6.7578
2011 | 2 | 11 | 7 | 158.1 | 147.7 | 985 | 6.6689
2011 | 2 | 11 | 8 | 184.6 | 173.5 | 1114 | 6.4207
2011 | 2 | 11 | 9 | 186.4 | 175.7 | 1128 | 6.42
2011 | 2 | 11 | 10 | 186.6 | 176 | 1118 | 6.3523
2011 | 2 | 11 | 11 | 188.3 | 177.5 | 1122 | 6.3211
2011 | 2 | 11 | 12 | 180 | 161.8 | 1052 | 6.5019
2011 | 2 | 11 | 13 | 181.5 | 160.7 | 1045 | 6.5028
2011 | 2 | 11 | 14 | 178 | 159.3 | 1040 | 6.5286
2011 | 2 | 11 | 15 | 179.4 | 158.3 | 1034 | 6.5319
2011 | 2 | 11 | 16 | 179.1 | 157.6 | 1030 | 6.5355
2011 | 2 | 11 | 17 | 180.1 | 158.6 | 1035 | 6.5259
2011 | 2 | 11 | 18 | 178.5 | 157 | 1027 | 6.5414
2011 | 2 | 11 | 19 | 180.3 | 151.7 | 996 | 6.5656
2011 | 2 | 11 | 20 | 193.3 | 171.2 | 1089 | 6.361
2011 | 2 | 11 | 21 | 190.9 | 170.6 | 1090 | 6.3892
2011 | 2 | 11 | 22 | 183.2 | 161.2 | 1043 | 6.4702
2011 | 2 | 11 | 23 | 158.5 | 153 | 1008 | 6.5882
2011 | 2 | 11 | 24 | 139.6 | 139.6 | 944 | 6.7622
2011 | 2 | 12 | 1 | 130.2 | 130.2 | 892 | 6.851
2011 | 2 | 12 | 2 | 148.7 | 148.7 | 1004 | 6.7518
2011 | 2 | 12 | 3 | 129.2 | 129.2 | 881 | 6.8189
2011 | 2 | 12 | 4 | 123.2 | 123.2 | 853 | 6.9237
2011 | 2 | 12 | 5 | 120.1 | 120.1 | 832 | 6.9276
2011 | 2 | 12 | 6 | 126.3 | 126.3 | 872 | 6.9042
2011 | 2 | 12 | 7 | 135.7 | 135.7 | 926 | 6.8239
2011 | 2 | 12 | 8 | 152.6 | 152.6 | 1022 | 6.6972
2011 | 2 | 12 | 9 | 153 | 153 | 1022 | 6.6797
2011 | 2 | 12 | 10 | 150.8 | 150.8 | 1004 | 6.6578
2011 | 2 | 12 | 11 | 140.3 | 140.3 | 953 | 6.7926
2011 | 2 | 12 | 12 | 139.7 | 139.7 | 950 | 6.8003
2011 | 2 | 12 | 13 | 145.8 | 145.8 | 986 | 6.7627
2011 | 2 | 12 | 14 | 136.7 | 134.8 | 924 | 6.8546
2011 | 2 | 12 | 15 | 143.6 | 139.5 | 950 | 6.81
2011 | 2 | 12 | 16 | 147.3 | 147.3 | 997 | 6.7685
2011 | 2 | 12 | 17 | 114.5 | 114.5 | 798 | 6.9694
2011 | 2 | 12 | 18 | 119.4 | 119.4 | 832 | 6.9682
2011 | 2 | 12 | 19 | 108.1 | 108.1 | 758 | 7.012
2011 | 2 | 12 | 20 | 145 | 145 | 990 | 6.8276
2011 | 2 | 12 | 21 | 161.7 | 161.7 | 1071 | 6.6234
2011 | 2 | 12 | 22 | 150 | 150 | 1006 | 6.7067
2011 | 2 | 12 | 23 | 138.2 | 138.2 | 942 | 6.8162
2011 | 2 | 12 | 24 | 119.2 | 119.2 | 823 | 6.9044
2011 | 2 | 13 | 1 | 93 | 93 | 655 | 7.043
2011 | 2 | 13 | 2 | 105.7 | 105.7 | 749 | 7.0861
2011 | 2 | 13 | 3 | 104.7 | 104.7 | 738 | 7.0487
2011 | 2 | 13 | 4 | 113 | 113 | 792 | 7.0088
2011 | 2 | 13 | 5 | 121.3 | 121.3 | 848 | 6.9909
2011 | 2 | 13 | 6 | 122.2 | 122.2 | 850 | 6.9558
2011 | 2 | 13 | 7 | 129.6 | 129.6 | 895 | 6.9059
2011 | 2 | 13 | 8 | 92.4 | 92.4 | 653 | 7.0671
2011 | 2 | 13 | 9 | 114 | 114 | 798 | 7
2011 | 2 | 13 | 10 | 131.7 | 131.7 | 905 | 6.8717
2011 | 2 | 13 | 11 | 158.2 | 158.2 | 1056 | 6.6751
2011 | 2 | 13 | 12 | 164.3 | 164.3 | 1085 | 6.6038
2011 | 2 | 13 | 13 | 154.6 | 154.6 | 1034 | 6.6882
2011 | 2 | 13 | 14 | 140.1 | 140.1 | 953 | 6.8023
2011 | 2 | 13 | 15 | 140.6 | 140.6 | 961 | 6.835
2011 | 2 | 13 | 16 | 145 | 145 | 981 | 6.7655
2011 | 2 | 13 | 17 | 144.9 | 144.9 | 982 | 6.7771
2011 | 2 | 13 | 18 | 154.6 | 154.6 | 1035 | 6.6947
2011 | 2 | 13 | 19 | 153.5 | 153.5 | 1027 | 6.6906
2011 | 2 | 13 | 20 | 151.4 | 151.4 | 1015 | 6.7041
2011 | 2 | 13 | 21 | 155.5 | 143.8 | 967 | 6.7246
2011 | 2 | 13 | 22 | 156.5 | 142.3 | 954 | 6.7041
2011 | 2 | 13 | 23 | 167.9 | 157.5 | 1039 | 6.5968
2011 | 2 | 13 | 24 | 163.2 | 152.9 | 1015 | 6.6383
2011 | 2 | 14 | 1 | 160.7 | 150.4 | 1003 | 6.6689
2011 | 2 | 14 | 2 | 153.6 | 143.3 | 961 | 6.7062
2011 | 2 | 14 | 3 | 153.6 | 143.3 | 965 | 6.7341
2011 | 2 | 14 | 4 | 143.3 | 133 | 905 | 6.8045
2011 | 2 | 14 | 5 | 150.4 | 144.3 | 972 | 6.736
2011 | 2 | 14 | 6 | 145.4 | 145.4 | 980 | 6.74
2011 | 2 | 14 | 7 | 144.6 | 144.6 | 979 | 6.7704
2011 | 2 | 14 | 8 | 140.3 | 138.4 | 940 | 6.7919
2011 | 2 | 14 | 9 | 156.4 | 146.2 | 984 | 6.7305
2011 | 2 | 14 | 10 | 177.9 | 167.8 | 1093 | 6.5137
2011 | 2 | 14 | 11 | 171.1 | 160.9 | 1055 | 6.5569
2011 | 2 | 14 | 12 | 162.4 | 147.4 | 983 | 6.6689
2011 | 2 | 14 | 13 | 163.1 | 140.6 | 938 | 6.6714
2011 | 2 | 14 | 14 | 152.8 | 130.9 | 883 | 6.7456
2011 | 2 | 14 | 15 | 150.5 | 128.3 | 873 | 6.8044
2011 | 2 | 14 | 16 | 144.8 | 123.8 | 845 | 6.8255
2011 | 2 | 14 | 17 | 119.7 | 98.8 | 685 | 6.9332
2011 | 2 | 14 | 18 | 137.4 | 116.6 | 800 | 6.8611
2011 | 2 | 14 | 19 | 132.6 | 111.8 | 765 | 6.8426
2011 | 2 | 14 | 20 | 158.2 | 137.4 | 930 | 6.7686
2011 | 2 | 14 | 21 | 161.5 | 140.7 | 945 | 6.7164
2011 | 2 | 14 | 22 | 144.9 | 124.1 | 838 | 6.7526
2011 | 2 | 14 | 23 | 128.1 | 115.2 | 796 | 6.9097
2011 | 2 | 14 | 24 | 124.1 | 114 | 791 | 6.9386
2011 | 2 | 15 | 1 | 153.9 | 151.2 | 1016 | 6.7196
2011 | 2 | 15 | 2 | 153.8 | 153.8 | 1021 | 6.6385
2011 | 2 | 15 | 3 | 153 | 153 | 1016 | 6.6405
2011 | 2 | 15 | 4 | 135.6 | 135.6 | 919 | 6.7773
2011 | 2 | 15 | 5 | 143.8 | 143.8 | 968 | 6.7316
2011 | 2 | 15 | 6 | 117.4 | 117.4 | 806 | 6.8654
2011 | 2 | 15 | 7 | 116.7 | 116.7 | 804 | 6.8895
2011 | 2 | 15 | 8 | 131.8 | 131.8 | 901 | 6.8361
2011 | 2 | 15 | 9 | 141.2 | 141.2 | 959 | 6.7918
2011 | 2 | 15 | 10 | 145.4 | 145.4 | 982 | 6.7538
2011 | 2 | 15 | 11 | 149 | 149 | 1002 | 6.7248
2011 | 2 | 15 | 12 | 143.6 | 143.6 | 970 | 6.7549
2011 | 2 | 15 | 13 | 141.2 | 141.2 | 959 | 6.7918
2011 | 2 | 15 | 14 | 140.4 | 140.4 | 956 | 6.8091
2011 | 2 | 15 | 15 | 140.1 | 140.1 | 953 | 6.8023
2011 | 2 | 15 | 16 | 133.6 | 133.6 | 918 | 6.8713
2011 | 2 | 15 | 17 | 134 | 134 | 921 | 6.8731
2011 | 2 | 15 | 18 | 147.8 | 147.8 | 996 | 6.7388
2011 | 2 | 15 | 19 | 153 | 153 | 1020 | 6.6667
2011 | 2 | 15 | 20 | 168.4 | 168.4 | 1100 | 6.5321
2011 | 2 | 15 | 21 | 158.5 | 158.5 | 1050 | 6.6246
2011 | 2 | 15 | 22 | 130.5 | 130.5 | 894 | 6.8506
2011 | 2 | 15 | 23 | 130.5 | 130.5 | 900 | 6.8966
2011 | 2 | 15 | 24 | 137.9 | 137.9 | 985 | 7.1429
2011 | 2 | 16 | 1 | 165.2 | 165.2 | 1086 | 6.5738
2011 | 2 | 16 | 2 | 170.7 | 170.7 | 1110 | 6.5026
2011 | 2 | 16 | 3 | 169.6 | 169.6 | 1097 | 6.4682
2011 | 2 | 16 | 4 | 148.6 | 148.6 | 989 | 6.6555
2011 | 2 | 16 | 5 | 136.8 | 136.8 | 921 | 6.7325
2011 | 2 | 16 | 6 | 139.1 | 139.1 | 935 | 6.7218
2011 | 2 | 16 | 7 | 136.3 | 136.3 | 917 | 6.7278
2011 | 2 | 16 | 8 | 139 | 139 | 932 | 6.705
2011 | 2 | 16 | 9 | 108.3 | 108.3 | 741 | 6.8421
2011 | 2 | 16 | 10 | 115.2 | 115.2 | 799 | 6.9358
2011 | 2 | 16 | 11 | 132.7 | 132.7 | 906 | 6.8274
2011 | 2 | 16 | 12 | 129.1 | 129.1 | 885 | 6.8552
2011 | 2 | 16 | 13 | 131.7 | 131.7 | 902 | 6.8489
2011 | 2 | 16 | 14 | 153.4 | 153.4 | 1021 | 6.6558
2011 | 2 | 16 | 15 | 132.1 | 132.1 | 893 | 6.76
2011 | 2 | 16 | 16 | 109.3 | 109.3 | 763 | 6.9808
2011 | 2 | 16 | 17 | 86.2 | 86.2 | 612 | 7.0998
2011 | 2 | 16 | 18 | 111.6 | 111.6 | 770 | 6.8996
2011 | 2 | 16 | 19 | 114.4 | 114.4 | 787 | 6.8794
2011 | 2 | 16 | 20 | 149.2 | 149.2 | 995 | 6.6689
2011 | 2 | 16 | 21 | 159.8 | 159.8 | 1055 | 6.602
2011 | 2 | 16 | 22 | 137.8 | 137.8 | 927 | 6.7271
2011 | 2 | 16 | 23 | 102.5 | 102.5 | 711 | 6.9366
2011 | 2 | 16 | 24 | 98.8 | 98.8 | 691 | 6.9939
2011 | 2 | 17 | 1 | 111.8 | 111.8 | 783 | 7.0036
2011 | 2 | 17 | 2 | 131.7 | 131.7 | 903 | 6.8565
2011 | 2 | 17 | 3 | 140.3 | 140.3 | 952 | 6.7855
2011 | 2 | 17 | 4 | 126.1 | 126.1 | 865 | 6.8596
2011 | 2 | 17 | 5 | 125.7 | 125.7 | 862 | 6.8576
2011 | 2 | 17 | 6 | 109.4 | 109.4 | 757 | 6.9196
2011 | 2 | 17 | 7 | 108.9 | 108.9 | 754 | 6.9238
2011 | 2 | 17 | 8 | 133.1 | 133.1 | 902 | 6.7769
2011 | 2 | 17 | 9 | 124.1 | 124.1 | 846 | 6.8171
2011 | 2 | 17 | 10 | 151.7 | 151.7 | 1008 | 6.6447
2011 | 2 | 17 | 11 | 152.1 | 152.1 | 1002 | 6.5878
2011 | 2 | 17 | 12 | 132.8 | 132.8 | 888 | 6.6867
2011 | 2 | 17 | 13 | 138.3 | 138.3 | 920 | 6.6522
2011 | 2 | 17 | 14 | 135.5 | 135.5 | 911 | 6.7232
2011 | 2 | 17 | 15 | 135.1 | 135.1 | 914 | 6.7654
2011 | 2 | 17 | 16 | 126.2 | 126.2 | 860 | 6.8146
2011 | 2 | 17 | 17 | 109.4 | 109.4 | 754 | 6.8921
2011 | 2 | 17 | 18 | 117.7 | 117.7 | 805 | 6.8394
2011 | 2 | 17 | 19 | 151.9 | 151.9 | 999 | 6.5767
2011 | 2 | 17 | 20 | 138.8 | 138.8 | 930 | 6.7003
2011 | 2 | 17 | 21 | 160.3 | 160.3 | 1050 | 6.5502
2011 | 2 | 17 | 22 | 142.2 | 142.2 | 947 | 6.6596
2011 | 2 | 17 | 23 | 117.8 | 117.8 | 798 | 6.7742
2011 | 2 | 17 | 24 | 113.8 | 113.8 | 783 | 6.8805
2011 | 2 | 18 | 1 | 128.9 | 128.9 | 883 | 6.8503
2011 | 2 | 18 | 2 | 129.4 | 129.4 | 882 | 6.8161
2011 | 2 | 18 | 3 | 118 | 118 | 815 | 6.9068
2011 | 2 | 18 | 4 | 103.5 | 103.5 | 714 | 6.8986
2011 | 2 | 18 | 5 | 96.2 | 96.2 | 669 | 6.9543
2011 | 2 | 18 | 6 | 115.7 | 115.7 | 796 | 6.8799
2011 | 2 | 18 | 7 | 130.5 | 130.5 | 889 | 6.8123
2011 | 2 | 18 | 8 | 155.5 | 155.5 | 1024 | 6.5852
2011 | 2 | 18 | 9 | 151 | 151 | 999 | 6.6159
2011 | 2 | 18 | 10 | 151.8 | 151.8 | 1005 | 6.6206
2011 | 2 | 18 | 11 | 145.3 | 145.3 | 968 | 6.6621
2011 | 2 | 18 | 12 | 139.6 | 139.6 | 938 | 6.7192
2011 | 2 | 18 | 13 | 135.9 | 135.9 | 920 | 6.7697
2011 | 2 | 18 | 14 | 138.1 | 138.1 | 931 | 6.7415
2011 | 2 | 18 | 15 | 142.6 | 142.6 | 959 | 6.7251
2011 | 2 | 18 | 16 | 133.2 | 133.2 | 905 | 6.7943
2011 | 2 | 18 | 17 | 122.8 | 122.8 | 844 | 6.873
2011 | 2 | 18 | 18 | 116.9 | 116.9 | 808 | 6.9119
2011 | 2 | 18 | 19 | 121 | 121 | 832 | 6.876
2011 | 2 | 18 | 20 | 122.2 | 122.2 | 841 | 6.8822
2011 | 2 | 18 | 21 | 134.4 | 134.4 | 915 | 6.808
2011 | 2 | 18 | 22 | 122.8 | 122.8 | 846 | 6.8893
2011 | 2 | 18 | 23 | 118.9 | 118.9 | 818 | 6.8797
2011 | 2 | 18 | 24 | 113.8 | 113.8 | 788 | 6.9244
2011 | 2 | 19 | 1 | 107.7 | 107.7 | 749 | 6.9545
2011 | 2 | 19 | 2 | 109.9 | 109.9 | 767 | 6.9791
2011 | 2 | 19 | 3 | 123.9 | 123.9 | 848 | 6.8442
2011 | 2 | 19 | 4 | 97.9 | 97.9 | 678 | 6.9254
2011 | 2 | 19 | 5 | 124.7 | 124.7 | 856 | 6.8645
2011 | 2 | 19 | 6 | 115.2 | 115.2 | 791 | 6.8663
2011 | 2 | 19 | 7 | 98.1 | 98.1 | 678 | 6.9113
2011 | 2 | 19 | 8 | 102.9 | 102.9 | 711 | 6.9096
2011 | 2 | 19 | 9 | 135.7 | 135.7 | 912 | 6.7207
2011 | 2 | 19 | 10 | 135.3 | 135.3 | 909 | 6.7184
2011 | 2 | 19 | 11 | 151.3 | 151.3 | 1001 | 6.616
2011 | 2 | 19 | 12 | 142.3 | 142.3 | 951 | 6.6831
2011 | 2 | 19 | 13 | 132.5 | 132.5 | 895 | 6.7547
2011 | 2 | 19 | 14 | 133.9 | 133.9 | 906 | 6.7662
2011 | 2 | 19 | 15 | 130.9 | 130.9 | 887 | 6.7762
2011 | 2 | 19 | 16 | 132.4 | 132.4 | 894 | 6.7523
2011 | 2 | 19 | 17 | 117.5 | 117.5 | 804 | 6.8426
2011 | 2 | 19 | 18 | 114.2 | 114.2 | 781 | 6.8389
2011 | 2 | 19 | 19 | 139 | 139 | 929 | 6.6835
2011 | 2 | 19 | 20 | 143.5 | 143.5 | 953 | 6.6411
2011 | 2 | 19 | 21 | 166.9 | 166.9 | 1061 | 6.3571
2011 | 2 | 19 | 22 | 156.1 | 156.1 | 1014 | 6.4958
2011 | 2 | 19 | 23 | 136.2 | 136.2 | 916 | 6.7254
2011 | 2 | 19 | 24 | 133.9 | 133.9 | 891 | 6.6542
2011 | 2 | 20 | 1 | 131.4 | 131.4 | 889 | 6.7656
2011 | 2 | 20 | 2 | 124.1 | 124.1 | 848 | 6.8332
2011 | 2 | 20 | 3 | 129.1 | 129.1 | 881 | 6.8242
2011 | 2 | 20 | 4 | 129.3 | 129.3 | 878 | 6.7904
2011 | 2 | 20 | 5 | 110.4 | 110.4 | 761 | 6.8931
2011 | 2 | 20 | 6 | 121.2 | 121.2 | 832 | 6.8647
2011 | 2 | 20 | 7 | 117.8 | 117.8 | 807 | 6.8506
2011 | 2 | 20 | 8 | 126.4 | 126.4 | 859 | 6.7959
2011 | 2 | 20 | 9 | 133 | 133 | 896 | 6.7368
2011 | 2 | 20 | 10 | 139.3 | 139.3 | 936 | 6.7193
2011 | 2 | 20 | 11 | 155.2 | 155.2 | 1021 | 6.5786
2011 | 2 | 20 | 12 | 144 | 144 | 959 | 6.6597
2011 | 2 | 20 | 13 | 138.2 | 138.2 | 924 | 6.686
2011 | 2 | 20 | 14 | 117.7 | 117.7 | 811 | 6.8904
2011 | 2 | 20 | 15 | 111.6 | 111.6 | 771 | 6.9086
2011 | 2 | 20 | 16 | 97.1 | 97.1 | 676 | 6.9619
2011 | 2 | 20 | 17 | 108 | 108 | 751 | 6.9537
2011 | 2 | 20 | 18 | 133.2 | 133.2 | 906 | 6.8018
2011 | 2 | 20 | 19 | 146.6 | 146.6 | 978 | 6.6712
2011 | 2 | 20 | 20 | 146.5 | 146.5 | 976 | 6.6621
2011 | 2 | 20 | 21 | 150 | 150 | 994 | 6.6267
2011 | 2 | 20 | 22 | 141.2 | 141.2 | 947 | 6.7068
2011 | 2 | 20 | 23 | 140.7 | 140.7 | 943 | 6.7022
2011 | 2 | 20 | 24 | 142.5 | 142.5 | 953 | 6.6877
2011 | 2 | 21 | 1 | 135.6 | 135.6 | 916 | 6.7552
2011 | 2 | 21 | 2 | 128.6 | 128.6 | 875 | 6.804
2011 | 2 | 21 | 3 | 126.5 | 126.5 | 863 | 6.8221
2011 | 2 | 21 | 4 | 129.9 | 129.9 | 882 | 6.7898
2011 | 2 | 21 | 5 | 124.2 | 124.2 | 846 | 6.8116
2011 | 2 | 21 | 6 | 136.2 | 136.2 | 921 | 6.7621
2011 | 2 | 21 | 7 | 120.9 | 120.9 | 824 | 6.8156
2011 | 2 | 21 | 8 | 141.5 | 141.5 | 942 | 6.6572
2011 | 2 | 21 | 9 | 147.9 | 147.9 | 979 | 6.6193
2011 | 2 | 21 | 10 | 159.1 | 159.1 | 1042 | 6.5493
2011 | 2 | 21 | 11 | 157.1 | 157.1 | 1028 | 6.5436
2011 | 2 | 21 | 12 | 148.8 | 148.8 | 987 | 6.6331
2011 | 2 | 21 | 13 | 135.5 | 135.5 | 916 | 6.7601
2011 | 2 | 21 | 14 | 136.2 | 136.2 | 923 | 6.7768
2011 | 2 | 21 | 15 | 129.4 | 129.4 | 884 | 6.8315
2011 | 2 | 21 | 16 | 122 | 122 | 841 | 6.8934
2011 | 2 | 21 | 17 | 117.6 | 117.6 | 812 | 6.9048
2011 | 2 | 21 | 18 | 135.2 | 135.2 | 913 | 6.753
2011 | 2 | 21 | 19 | 134 | 134 | 907 | 6.7687
2011 | 2 | 21 | 20 | 148.5 | 148.5 | 992 | 6.6801
2011 | 2 | 21 | 21 | 130.3 | 130.3 | 884 | 6.7843
2011 | 2 | 21 | 22 | 110.9 | 110.9 | 764 | 6.8891
2011 | 2 | 21 | 23 | 112 | 112 | 776 | 6.9286
2011 | 2 | 21 | 24 | 121.6 | 121.6 | 838 | 6.8914
2011 | 2 | 22 | 1 | 138.9 | 138.9 | 943 | 6.7891
2011 | 2 | 22 | 2 | 152.1 | 152.1 | 1015 | 6.6732
2011 | 2 | 22 | 3 | 132.9 | 132.9 | 903 | 6.7946
2011 | 2 | 22 | 4 | 115.7 | 115.7 | 797 | 6.8885
2011 | 2 | 22 | 5 | 111.2 | 111.2 | 771 | 6.9335
2011 | 2 | 22 | 6 | 123.6 | 123.6 | 850 | 6.877
2011 | 2 | 22 | 7 | 149.4 | 149.4 | 997 | 6.6734
2011 | 2 | 22 | 8 | 157.7 | 157.7 | 1039 | 6.5885
2011 | 2 | 22 | 9 | 152.1 | 152.1 | 1009 | 6.6338
2011 | 2 | 22 | 10 | 153.2 | 153.2 | 1016 | 6.6319
2011 | 2 | 22 | 11 | 168.7 | 168.7 | 1095 | 6.4908
2011 | 2 | 22 | 12 | 157.9 | 157.9 | 1036 | 6.5611
2011 | 2 | 22 | 13 | 137 | 137 | 921 | 6.7226
2011 | 2 | 22 | 14 | 140 | 140 | 938 | 6.7
2011 | 2 | 22 | 15 | 129.3 | 129.3 | 880 | 6.8059
2011 | 2 | 22 | 16 | 148 | 148 | 989 | 6.6824
2011 | 2 | 22 | 17 | 132.2 | 132.2 | 895 | 6.77
2011 | 2 | 22 | 18 | 128.4 | 128.4 | 864 | 6.729
2011 | 2 | 22 | 19 | 136.7 | 136.7 | 913 | 6.6789
2011 | 2 | 22 | 20 | 141.4 | 141.4 | 944 | 6.6761
2011 | 2 | 22 | 21 | 161.8 | 161.8 | 1051 | 6.4957
2011 | 2 | 22 | 22 | 148.1 | 148.1 | 980 | 6.6172
2011 | 2 | 22 | 23 | 146.2 | 146.2 | 972 | 6.6484
2011 | 2 | 22 | 24 | 134.8 | 134.8 | 903 | 6.6988
2011 | 2 | 23 | 1 | 113.4 | 113.4 | 773 | 6.8166
2011 | 2 | 23 | 2 | 123.2 | 123.2 | 840 | 6.8182
2011 | 2 | 23 | 3 | 148.5 | 148.5 | 989 | 6.6599
2011 | 2 | 23 | 4 | 162.3 | 162.3 | 1056 | 6.5065
2011 | 2 | 23 | 5 | 142.8 | 142.8 | 953 | 6.6737
2011 | 2 | 23 | 6 | 138.7 | 138.7 | 930 | 6.7051
2011 | 2 | 23 | 7 | 123.4 | 123.4 | 841 | 6.8152
2011 | 2 | 23 | 8 | 137.9 | 137.9 | 932 | 6.7585
2011 | 2 | 23 | 9 | 139.6 | 139.6 | 939 | 6.7264
2011 | 2 | 23 | 10 | 156.7 | 156.7 | 1030 | 6.5731
2011 | 2 | 23 | 11 | 151.7 | 151.7 | 1005 | 6.6249
2011 | 2 | 23 | 12 | 157.7 | 157.7 | 1036 | 6.5694
2011 | 2 | 23 | 13 | 143.5 | 143.5 | 954 | 6.6481
2011 | 2 | 23 | 14 | 132.1 | 132.1 | 892 | 6.7525
2011 | 2 | 23 | 15 | 105.7 | 105.7 | 727 | 6.878
2011 | 2 | 23 | 16 | 89.3 | 89.3 | 627 | 7.0213
2011 | 2 | 23 | 17 | 92.9 | 92.9 | 651 | 7.0075
2011 | 2 | 23 | 18 | 155.6 | 155.6 | 1023 | 6.5746
2011 | 2 | 23 | 19 | 144.9 | 144.9 | 963 | 6.646
2011 | 2 | 23 | 20 | 161.5 | 161.5 | 1053 | 6.5201
2011 | 2 | 23 | 21 | 143.4 | 143.4 | 958 | 6.6806
2011 | 2 | 23 | 22 | 123.9 | 123.9 | 848 | 6.8442
2011 | 2 | 23 | 23 | 135 | 135 | 927 | 6.8667
2011 | 2 | 23 | 24 | 143.2 | 143.2 | 974 | 6.8017
2011 | 2 | 24 | 1 | 142.5 | 142.5 | 967 | 6.786
2011 | 2 | 24 | 2 | 159.4 | 159.4 | 1054 | 6.6123
2011 | 2 | 24 | 3 | 164 | 164 | 1066 | 6.5
2011 | 2 | 24 | 4 | 104.4 | 104.4 | 723 | 6.9253
2011 | 2 | 24 | 5 | 120.5 | 120.5 | 839 | 6.9627
2011 | 2 | 24 | 6 | 155.3 | 155.3 | 1038 | 6.6838
2011 | 2 | 24 | 7 | 129.8 | 129.8 | 886 | 6.8259
2011 | 2 | 24 | 8 | 113.4 | 113.4 | 770 | 6.7901
2011 | 2 | 24 | 9 | 126 | 126 | 843 | 6.6905
2011 | 2 | 24 | 10 | 127.5 | 127.5 | 863 | 6.7686
2011 | 2 | 24 | 11 | 139.7 | 139.7 | 938 | 6.7144
2011 | 2 | 24 | 12 | 133.2 | 133.2 | 900 | 6.7568
2011 | 2 | 24 | 13 | 119.2 | 119.2 | 820 | 6.8792
2011 | 2 | 24 | 14 | 128.4 | 128.4 | 878 | 6.838
2011 | 2 | 24 | 15 | 135.5 | 135.5 | 920 | 6.7897
2011 | 2 | 24 | 16 | 122.3 | 122.3 | 840 | 6.8684
2011 | 2 | 24 | 17 | 132.7 | 132.7 | 908 | 6.8425
2011 | 2 | 24 | 18 | 155.4 | 155.4 | 1034 | 6.6538
2011 | 2 | 24 | 19 | 168.8 | 168.8 | 1098 | 6.5047
2011 | 2 | 24 | 20 | 163.7 | 163.7 | 1071 | 6.5425
2011 | 2 | 24 | 21 | 156 | 156 | 1030 | 6.6026
2011 | 2 | 24 | 22 | 151.2 | 151.2 | 998 | 6.6005
2011 | 2 | 24 | 23 | 160.2 | 160.2 | 1059 | 6.6105
2011 | 2 | 24 | 24 | 148.6 | 148.6 | 999 | 6.7227
2011 | 2 | 25 | 1 | 143.7 | 143.7 | 972 | 6.7641
2011 | 2 | 25 | 2 | 130.4 | 130.4 | 895 | 6.8635
2011 | 2 | 25 | 3 | 134.1 | 134.1 | 921 | 6.868
2011 | 2 | 25 | 4 | 131 | 131 | 900 | 6.8702
2011 | 2 | 25 | 5 | 133.3 | 133.3 | 915 | 6.8642
2011 | 2 | 25 | 6 | 140.6 | 140.6 | 954 | 6.7852
2011 | 2 | 25 | 7 | 127.6 | 127.6 | 878 | 6.8809
2011 | 2 | 25 | 8 | 160.7 | 160.7 | 1066 | 6.6335
2011 | 2 | 25 | 9 | 165.4 | 165.4 | 1085 | 6.5599
2011 | 2 | 25 | 10 | 155.8 | 155.8 | 1038 | 6.6624
2011 | 2 | 25 | 11 | 164 | 164 | 1078 | 6.5732
2011 | 2 | 25 | 12 | 153.3 | 153.3 | 1024 | 6.6797
2011 | 2 | 25 | 13 | 145.1 | 145.1 | 979 | 6.7471
2011 | 2 | 25 | 14 | 147.2 | 147.2 | 995 | 6.7595
2011 | 2 | 25 | 15 | 145.5 | 145.5 | 974 | 6.6942
2011 | 2 | 25 | 16 | 140.2 | 140.2 | 950 | 6.776
2011 | 2 | 25 | 17 | 137.6 | 137.6 | 937 | 6.8096
2011 | 2 | 25 | 18 | 147.2 | 147.2 | 986 | 6.6984
2011 | 2 | 25 | 19 | 152.9 | 152.9 | 1011 | 6.6122
2011 | 2 | 25 | 20 | 148.4 | 148.4 | 989 | 6.6644
2011 | 2 | 25 | 21 | 160.5 | 160.5 | 1053 | 6.5607
2011 | 2 | 25 | 22 | 158.4 | 158.4 | 1045 | 6.5972
2011 | 2 | 25 | 23 | 152.3 | 152.3 | 1012 | 6.6448
2011 | 2 | 25 | 24 | 132.9 | 132.9 | 908 | 6.8322
2011 | 2 | 26 | 1 | 144.9 | 144.9 | 978 | 6.7495
2011 | 2 | 26 | 2 | 142.9 | 142.9 | 964 | 6.746
2011 | 2 | 26 | 3 | 147.2 | 147.2 | 991 | 6.7323
2011 | 2 | 26 | 4 | 156 | 156 | 1033 | 6.6218
2011 | 2 | 26 | 5 | 146.6 | 146.6 | 983 | 6.7053
2011 | 2 | 26 | 6 | 120.5 | 120.5 | 831 | 6.8963
2011 | 2 | 26 | 7 | 120.9 | 115.2 | 795 | 6.901
2011 | 2 | 26 | 8 | 146.8 | 136 | 912 | 6.7059
2011 | 2 | 26 | 9 | 169.6 | 158.8 | 1020 | 6.4232
2011 | 2 | 26 | 10 | 147.4 | 136.6 | 903 | 6.6105
2011 | 2 | 26 | 11 | 153.4 | 140.3 | 936 | 6.6714
2011 | 2 | 26 | 12 | 161.1 | 140.2 | 937 | 6.6833
2011 | 2 | 26 | 13 | 161.8 | 140.7 | 941 | 6.688
2011 | 2 | 26 | 14 | 162.3 | 141.1 | 945 | 6.6974
2011 | 2 | 26 | 15 | 158.7 | 137.5 | 923 | 6.7127
2011 | 2 | 26 | 16 | 157.3 | 136.2 | 916 | 6.7254
2011 | 2 | 26 | 17 | 152.8 | 131.7 | 890 | 6.7578
2011 | 2 | 26 | 18 | 155 | 133.9 | 903 | 6.7438
2011 | 2 | 26 | 19 | 163.6 | 156.2 | 1025 | 6.5621
2011 | 2 | 26 | 20 | 142.3 | 142.3 | 957 | 6.7252
2011 | 2 | 26 | 21 | 151.8 | 151.8 | 1059 | 6.9763
2011 | 2 | 26 | 22 | 156.7 | 156.7 | 1032 | 6.5858
2011 | 2 | 26 | 23 | 147.7 | 147.7 | 984 | 6.6622
2011 | 2 | 26 | 24 | 144.2 | 144.2 | 973 | 6.7476
2011 | 2 | 27 | 1 | 128.7 | 128.7 | 885 | 6.8765
2011 | 2 | 27 | 2 | 127.8 | 127.8 | 882 | 6.9014
2011 | 2 | 27 | 3 | 127.7 | 127.7 | 883 | 6.9146
2011 | 2 | 27 | 4 | 138.5 | 138.5 | 949 | 6.852
2011 | 2 | 27 | 5 | 147.7 | 147.7 | 996 | 6.7434
2011 | 2 | 27 | 6 | 167 | 161.9 | 1065 | 6.5781
2011 | 2 | 27 | 7 | 138.6 | 127.8 | 870 | 6.8075
2011 | 2 | 27 | 8 | 151.7 | 141 | 952 | 6.7518
2011 | 2 | 27 | 9 | 159.5 | 148.8 | 993 | 6.6734
2011 | 2 | 27 | 10 | 154.8 | 144.1 | 968 | 6.7176
2011 | 2 | 27 | 11 | 161.9 | 151.2 | 1006 | 6.6534
2011 | 2 | 27 | 12 | 150.2 | 142.3 | 959 | 6.7393
2011 | 2 | 27 | 13 | 132.2 | 132.2 | 907 | 6.8608
2011 | 2 | 27 | 14 | 143.6 | 132.7 | 908 | 6.8425
2011 | 2 | 27 | 15 | 142.9 | 139.4 | 943 | 6.7647
2011 | 2 | 27 | 16 | 135.4 | 135.4 | 926 | 6.839
2011 | 2 | 27 | 17 | 144.3 | 144.3 | 977 | 6.7706
2011 | 2 | 27 | 18 | 149.6 | 149.6 | 1003 | 6.7045
2011 | 2 | 27 | 19 | 149.4 | 149.4 | 997 | 6.6734
2011 | 2 | 27 | 20 | 149.4 | 149.4 | 880 | 5.8902
2011 | 2 | 27 | 21 | 141.7 | 134.5 | 917 | 6.8178
2011 | 2 | 27 | 22 | 142.7 | 132.3 | 900 | 6.8027
2011 | 2 | 27 | 23 | 128.9 | 118.5 | 816 | 6.8861
2011 | 2 | 27 | 24 | 146 | 143.4 | 971 | 6.7713
2011 | 2 | 28 | 1 | 135.6 | 135.6 | 925 | 6.8215
2011 | 2 | 28 | 2 | 118.4 | 118.4 | 822 | 6.9426
2011 | 2 | 28 | 3 | 134.3 | 134.3 | 927 | 6.9025
2011 | 2 | 28 | 4 | 130 | 130 | 892 | 6.8615
2011 | 2 | 28 | 5 | 124.8 | 124.8 | 859 | 6.883
2011 | 2 | 28 | 6 | 100.2 | 100.2 | 698 | 6.9661
2011 | 2 | 28 | 7 | 111.2 | 111.2 | 781 | 7.0234
2011 | 2 | 28 | 8 | 128.5 | 128.5 | 885 | 6.8872
2011 | 2 | 28 | 9 | 126.1 | 126.1 | 868 | 6.8834
2011 | 2 | 28 | 10 | 137.7 | 137.7 | 937 | 6.8046
2011 | 2 | 28 | 11 | 151.2 | 151.2 | 1017 | 6.7262
2011 | 2 | 28 | 12 | 139.5 | 139.5 | 947 | 6.7885
2011 | 2 | 28 | 13 | 135.9 | 135.9 | 928 | 6.8286
2011 | 2 | 28 | 14 | 130 | 130 | 896 | 6.8923
2011 | 2 | 28 | 15 | 134.9 | 134.9 | 924 | 6.8495
2011 | 2 | 28 | 16 | 150.1 | 150.1 | 1005 | 6.6955
2011 | 2 | 28 | 17 | 156.9 | 156.9 | 1039 | 6.6221
2011 | 2 | 28 | 18 | 145.7 | 145.7 | 979 | 6.7193
2011 | 2 | 28 | 19 | 152.6 | 152.6 | 1014 | 6.6448
2011 | 2 | 28 | 20 | 147.4 | 147.4 | 987 | 6.6961
2011 | 2 | 28 | 21 | 145.8 | 145.8 | 980 | 6.7215
2011 | 2 | 28 | 22 | 136.3 | 136.3 | 932 | 6.8379
2011 | 2 | 28 | 23 | 129.1 | 129.1 | 886 | 6.8629
2011 | 2 | 28 | 24 | 130.7 | 130.7 | 895 | 6.8477
2011 | 3 | 1 | 1 | 149.4 | 149.4 | 998 | 6.6801
2011 | 3 | 1 | 2 | 159 | 159 | 1048 | 6.5912
2011 | 3 | 1 | 3 | 170.9 | 170.9 | 1100 | 6.4365
2011 | 3 | 1 | 4 | 154.1 | 154.1 | 1013 | 6.5737
2011 | 3 | 1 | 5 | 106.8 | 106.8 | 732 | 6.8539
2011 | 3 | 1 | 6 | 111.8 | 111.8 | 772 | 6.9052
2011 | 3 | 1 | 7 | 121.61 | 121.61 | 822 | 6.7593
2011 | 3 | 1 | 8 | 129 | 129 | 870 | 6.7442
2011 | 3 | 1 | 9 | 129.7 | 129.7 | 883 | 6.808
2011 | 3 | 1 | 10 | 130.4 | 130.4 | 888 | 6.8098
2011 | 3 | 1 | 11 | 133.8 | 133.8 | 907 | 6.7788
2011 | 3 | 1 | 12 | 130.6 | 130.6 | 883 | 6.7611
2011 | 3 | 1 | 13 | 124.9 | 124.9 | 857 | 6.8615
2011 | 3 | 1 | 14 | 127 | 127 | 873 | 6.874
2011 | 3 | 1 | 15 | 129.3 | 129.3 | 902 | 6.976
2011 | 3 | 1 | 16 | 120.8 | 120.8 | 833 | 6.8957
2011 | 3 | 1 | 17 | 120.3 | 120.3 | 833 | 6.9244
2011 | 3 | 1 | 18 | 141 | 141 | 954 | 6.766
2011 | 3 | 1 | 19 | 163 | 163 | 1070 | 6.5644
2011 | 3 | 1 | 20 | 160.5 | 160.5 | 1053 | 6.5607
2011 | 3 | 1 | 21 | 164.6 | 164.6 | 1070 | 6.5006
2011 | 3 | 1 | 22 | 146.9 | 146.9 | 975 | 6.6372
2011 | 3 | 1 | 23 | 141.7 | 141.7 | 957 | 6.7537
2011 | 3 | 1 | 24 | 159.2 | 159.2 | 1048 | 6.5829
2011 | 3 | 2 | 1 | 156.6 | 156.6 | 1026 | 6.5517
2011 | 3 | 2 | 2 | 127.7 | 127.7 | 853 | 6.6797
2011 | 3 | 2 | 3 | 125.6 | 125.6 | 836 | 6.6561
2011 | 3 | 2 | 4 | 109.9 | 109.9 | 750 | 6.8244
2011 | 3 | 2 | 5 | 64 | 64 | 436 | 6.8125
2011 | 3 | 2 | 6 | 57 | 57 | 396 | 6.9474
2011 | 3 | 2 | 7 | 71.8 | 71.8 | 501 | 6.9777
2011 | 3 | 2 | 8 | 121 | 121 | 833 | 6.8843
2011 | 3 | 2 | 9 | 135.6 | 135.6 | 921 | 6.792
2011 | 3 | 2 | 10 | 128.5 | 128.5 | 882 | 6.8638
2011 | 3 | 2 | 11 | 133.9 | 133.9 | 916 | 6.8409
2011 | 3 | 2 | 12 | 140.7 | 140.7 | 954 | 6.7804
2011 | 3 | 2 | 13 | 135.7 | 135.7 | 924 | 6.8091
2011 | 3 | 2 | 14 | 137.3 | 137.3 | 932 | 6.7881
2011 | 3 | 2 | 15 | 142.2 | 142.2 | 965 | 6.7862
2011 | 3 | 2 | 16 | 145.9 | 145.9 | 987 | 6.7649
2011 | 3 | 2 | 17 | 144.7 | 144.7 | 978 | 6.7588
2011 | 3 | 2 | 18 | 136.1 | 136.1 | 932 | 6.8479
2011 | 3 | 2 | 19 | 136.2 | 136.2 | 928 | 6.8135
2011 | 3 | 2 | 20 | 141.3 | 141.3 | 960 | 6.7941
2011 | 3 | 2 | 21 | 141.4 | 141.4 | 961 | 6.7963
2011 | 3 | 2 | 22 | 146.2 | 146.2 | 990 | 6.7715
2011 | 3 | 2 | 23 | 146.8 | 146.8 | 987 | 6.7234
2011 | 3 | 2 | 24 | 127.8 | 127.8 | 882 | 6.9014
2011 | 3 | 3 | 1 | 129.4 | 129.4 | 892 | 6.8934
2011 | 3 | 3 | 2 | 107.9 | 107.9 | 758 | 7.025
2011 | 3 | 3 | 3 | 102.3 | 102.3 | 720 | 7.0381
2011 | 3 | 3 | 4 | 116.8 | 116.8 | 819 | 7.012
2011 | 3 | 3 | 5 | 124.6 | 124.6 | 864 | 6.9342
2011 | 3 | 3 | 6 | 118.2 | 118.2 | 823 | 6.9628
2011 | 3 | 3 | 7 | 126.2 | 126.2 | 873 | 6.9176
2011 | 3 | 3 | 8 | 136.8 | 136.8 | 934 | 6.8275
2011 | 3 | 3 | 9 | 143.9 | 143.9 | 976 | 6.7825
2011 | 3 | 3 | 10 | 137 | 136.3 | 933 | 6.8452
2011 | 3 | 3 | 11 | 164.4 | 160.9 | 1066 | 6.6252
2011 | 3 | 3 | 12 | 151.7 | 150.1 | 1008 | 6.7155
2011 | 3 | 3 | 13 | 167.8 | 157.6 | 1044 | 6.6244
2011 | 3 | 3 | 14 | 159.4 | 158.2 | 1042 | 6.5866
2011 | 3 | 3 | 15 | 164.1 | 164.1 | 1080 | 6.5814
2011 | 3 | 3 | 16 | 172.1 | 172.1 | 1113 | 6.4672
2011 | 3 | 3 | 17 | 163.1 | 163.1 | 1073 | 6.5788
2011 | 3 | 3 | 18 | 162.2 | 162.2 | 1061 | 6.5413
2011 | 3 | 3 | 19 | 144.3 | 144.3 | 968 | 6.7082
2011 | 3 | 3 | 20 | 137.8 | 137.8 | 934 | 6.7779
2011 | 3 | 3 | 21 | 121.5 | 121.5 | 842 | 6.93
2011 | 3 | 3 | 22 | 120.7 | 120.7 | 839 | 6.9511
2011 | 3 | 3 | 23 | 127.4 | 127.4 | 880 | 6.9074
2011 | 3 | 3 | 24 | 129.5 | 129.5 | 894 | 6.9035
2011 | 3 | 4 | 1 | 154.1 | 154.1 | 1026 | 6.658
2011 | 3 | 4 | 2 | 162.1 | 162.1 | 1060 | 6.5392
2011 | 3 | 4 | 3 | 149.9 | 149.9 | 997 | 6.6511
2011 | 3 | 4 | 4 | 150.1 | 150.1 | 1001 | 6.6689
2011 | 3 | 4 | 5 | 154.5 | 154.5 | 1020 | 6.6019
2011 | 3 | 4 | 6 | 132.9 | 132.9 | 898 | 6.757
2011 | 3 | 4 | 7 | 128.5 | 128.5 | 877 | 6.8249
2011 | 3 | 4 | 8 | 112.5 | 112.5 | 779 | 6.9244
2011 | 3 | 4 | 9 | 149 | 149 | 997 | 6.6913
2011 | 3 | 4 | 10 | 144.9 | 144.9 | 974 | 6.7219
2011 | 3 | 4 | 11 | 142.9 | 142.9 | 954 | 6.676
2011 | 3 | 4 | 12 | 129.1 | 129.1 | 888 | 6.8784
2011 | 3 | 4 | 13 | 142.9 | 142.9 | 971 | 6.795
2011 | 3 | 4 | 14 | 160.3 | 160.3 | 1063 | 6.6313
2011 | 3 | 4 | 15 | 157.1 | 157.1 | 1045 | 6.6518
2011 | 3 | 4 | 16 | 158.4 | 158.4 | 1048 | 6.6162
2011 | 3 | 4 | 17 | 158 | 158 | 1039 | 6.5759
2011 | 3 | 4 | 18 | 119.6 | 119.6 | 818 | 6.8395
2011 | 3 | 4 | 19 | 124.9 | 124.9 | 859 | 6.8775
2011 | 3 | 4 | 20 | 128.6 | 128.6 | 881 | 6.8507
2011 | 3 | 4 | 21 | 136.9 | 136.9 | 930 | 6.7933
2011 | 3 | 4 | 22 | 134.8 | 134.8 | 920 | 6.8249
2011 | 3 | 4 | 23 | 133.3 | 133.3 | 916 | 6.8717
2011 | 3 | 4 | 24 | 129.8 | 129.8 | 892 | 6.8721
2011 | 3 | 5 | 1 | 103.3 | 103.3 | 722 | 6.9894
2011 | 3 | 5 | 2 | 115.1 | 115.1 | 802 | 6.9679
2011 | 3 | 5 | 3 | 123.9 | 123.9 | 853 | 6.8846
2011 | 3 | 5 | 4 | 144.8 | 144.8 | 981 | 6.7749
2011 | 3 | 5 | 5 | 144.6 | 144.6 | 978 | 6.7635
2011 | 3 | 5 | 6 | 118 | 118 | 818 | 6.9322
2011 | 3 | 5 | 7 | 94.4 | 94.4 | 662 | 7.0127
2011 | 3 | 5 | 8 | 120.8 | 120.8 | 838 | 6.9371
2011 | 3 | 5 | 9 | 146.8 | 146.8 | 989 | 6.7371
2011 | 3 | 5 | 10 | 144.3 | 144.3 | 977 | 6.7706
2011 | 3 | 5 | 11 | 137.9 | 137.9 | 939 | 6.8093
2011 | 3 | 5 | 12 | 141.6 | 141.6 | 966 | 6.822
2011 | 3 | 5 | 13 | 130.7 | 130.7 | 900 | 6.886
2011 | 3 | 5 | 14 | 126.1 | 126.1 | 874 | 6.931
2011 | 3 | 5 | 15 | 125.8 | 125.8 | 873 | 6.9396
2011 | 3 | 5 | 16 | 119.6 | 119.6 | 835 | 6.9816
2011 | 3 | 5 | 17 | 121 | 121 | 842 | 6.9587
2011 | 3 | 5 | 18 | 123.8 | 123.8 | 860 | 6.9467
2011 | 3 | 5 | 19 | 137.8 | 137.8 | 940 | 6.8215
2011 | 3 | 5 | 20 | 126.4 | 126.4 | 869 | 6.875
2011 | 3 | 5 | 21 | 127.7 | 127.7 | 883 | 6.9146
2011 | 3 | 5 | 22 | 120.5 | 120.5 | 836 | 6.9378
2011 | 3 | 5 | 23 | 136.1 | 136.1 | 930 | 6.8332
2011 | 3 | 5 | 24 | 118.7 | 118.7 | 822 | 6.925
2011 | 3 | 6 | 1 | 143.8 | 143.8 | 981 | 6.822
2011 | 3 | 6 | 2 | 148.6 | 148.6 | 1002 | 6.7429
2011 | 3 | 6 | 3 | 146.5 | 146.5 | 985 | 6.7235
2011 | 3 | 6 | 4 | 132.4 | 132.4 | 909 | 6.8656
2011 | 3 | 6 | 5 | 150.1 | 150.1 | 1005 | 6.6955
2011 | 3 | 6 | 6 | 145.5 | 145.5 | 974 | 6.6942
2011 | 3 | 6 | 7 | 102 | 102 | 712 | 6.9804
2011 | 3 | 6 | 8 | 152 | 152 | 1020 | 6.7105
2011 | 3 | 6 | 9 | 134.2 | 134.2 | 907 | 6.7586
2011 | 3 | 6 | 10 | 135.9 | 135.9 | 922 | 6.7844
2011 | 3 | 6 | 11 | 139.3 | 139.3 | 941 | 6.7552
2011 | 3 | 6 | 12 | 115.7 | 115.7 | 791 | 6.8366
2011 | 3 | 6 | 13 | 99.6 | 99.6 | 686 | 6.8876
2011 | 3 | 6 | 14 | 105.7 | 105.7 | 735 | 6.9536
2011 | 3 | 6 | 15 | 118 | 118 | 821 | 6.9576
2011 | 3 | 6 | 16 | 119.6 | 119.6 | 827 | 6.9147
2011 | 3 | 6 | 17 | 137.2 | 137.2 | 922 | 6.7201
2011 | 3 | 6 | 18 | 107.8 | 107.8 | 744 | 6.9017
2011 | 3 | 6 | 19 | 163.9 | 163.9 | 1073 | 6.5467
2011 | 3 | 6 | 20 | 154.7 | 154.7 | 1017 | 6.574
2011 | 3 | 6 | 21 | 153.7 | 153.7 | 1014 | 6.5973
2011 | 3 | 6 | 22 | 141.2 | 141.2 | 948 | 6.7139
2011 | 3 | 6 | 23 | 126.6 | 126.6 | 864 | 6.8246
2011 | 3 | 6 | 24 | 123 | 123 | 851 | 6.9187
2011 | 3 | 7 | 1 | 136.6 | 136.6 | 929 | 6.8009
2011 | 3 | 7 | 2 | 136.1 | 136.1 | 920 | 6.7597
2011 | 3 | 7 | 3 | 113.7 | 113.7 | 782 | 6.8777
2011 | 3 | 7 | 4 | 128.5 | 128.5 | 878 | 6.8327
2011 | 3 | 7 | 5 | 129.6 | 129.6 | 882 | 6.8056
2011 | 3 | 7 | 6 | 141.2 | 141.2 | 943 | 6.6785
2011 | 3 | 7 | 7 | 135.9 | 135.9 | 906 | 6.6667
2011 | 3 | 7 | 8 | 143.2 | 143.2 | 946 | 6.6061
2011 | 3 | 7 | 9 | 115.8 | 115.8 | 791 | 6.8307
2011 | 3 | 7 | 10 | 116.5 | 116.5 | 803 | 6.8927
2011 | 3 | 7 | 11 | 108.7 | 108.7 | 745 | 6.8537
2011 | 3 | 7 | 12 | 85 | 85 | 594 | 6.9882
2011 | 3 | 7 | 13 | 100.6 | 100.6 | 705 | 7.008
2011 | 3 | 7 | 14 | 125.3 | 125.3 | 864 | 6.8955
2011 | 3 | 7 | 15 | 125.8 | 125.8 | 862 | 6.8521
2011 | 3 | 7 | 16 | 105.2 | 105.2 | 731 | 6.9487
2011 | 3 | 7 | 17 | 96.4 | 96.4 | 677 | 7.0228
2011 | 3 | 7 | 18 | 104.5 | 104.5 | 728 | 6.9665
2011 | 3 | 7 | 19 | 134.9 | 134.9 | 915 | 6.7828
2011 | 3 | 7 | 20 | 146.9 | 146.9 | 984 | 6.6984
2011 | 3 | 7 | 21 | 134.5 | 134.5 | 915 | 6.803
2011 | 3 | 7 | 22 | 127.3 | 127.3 | 877 | 6.8892
2011 | 3 | 7 | 23 | 127.2 | 127.2 | 877 | 6.8947
2011 | 3 | 7 | 24 | 117.6 | 117.6 | 815 | 6.9303
2011 | 3 | 8 | 1 | 142.3 | 142.3 | 965 | 6.7814
2011 | 3 | 8 | 2 | 143.3 | 143.3 | 970 | 6.769
2011 | 3 | 8 | 3 | 145.7 | 145.7 | 976 | 6.6987
2011 | 3 | 8 | 4 | 146.5 | 146.5 | 979 | 6.6826
2011 | 3 | 8 | 5 | 143.8 | 143.8 | 961 | 6.6829
2011 | 3 | 8 | 6 | 124.1 | 124.1 | 840 | 6.7687
2011 | 3 | 8 | 7 | 114.6 | 114.6 | 787 | 6.8674
2011 | 3 | 8 | 8 | 123.3 | 123.3 | 841 | 6.8208
2011 | 3 | 8 | 9 | 132.5 | 132.5 | 898 | 6.7774
2011 | 3 | 8 | 10 | 140.5 | 140.5 | 989 | 7.0391
2011 | 3 | 8 | 11 | 126.4 | 126.4 | 865 | 6.8434
2011 | 3 | 8 | 12 | 120.9 | 120.9 | 834 | 6.8983
2011 | 3 | 8 | 13 | 108.4 | 108.4 | 752 | 6.9373
2011 | 3 | 8 | 14 | 103.2 | 103.2 | 720 | 6.9767
2011 | 3 | 8 | 15 | 115.5 | 115.5 | 800 | 6.9264
2011 | 3 | 8 | 16 | 103.1 | 103.1 | 722 | 7.0029
2011 | 3 | 8 | 18 | 107.9 | 107.9 | 750 | 6.9509
2011 | 3 | 8 | 19 | 152.2 | 152.2 | 1016 | 6.6754
2011 | 3 | 8 | 20 | 163.1 | 163.1 | 1064 | 6.5236
2011 | 3 | 8 | 21 | 142.8 | 142.8 | 958 | 6.7087
2011 | 3 | 8 | 22 | 137.5 | 137.5 | 933 | 6.7855
2011 | 3 | 8 | 23 | 166.7 | 166.7 | 1087 | 6.5207
2011 | 3 | 8 | 24 | 147.1 | 147.1 | 981 | 6.6689
2011 | 3 | 9 | 1 | 132.4 | 132.4 | 904 | 6.8278
2011 | 3 | 9 | 2 | 117 | 117 | 804 | 6.8718
2011 | 3 | 9 | 3 | 99.9 | 99.9 | 697 | 6.977
2011 | 3 | 9 | 4 | 109.1 | 109.1 | 761 | 6.9753
2011 | 3 | 9 | 5 | 127.2 | 127.2 | 873 | 6.8632
2011 | 3 | 9 | 6 | 132.9 | 132.9 | 907 | 6.8247
2011 | 3 | 9 | 7 | 136.1 | 136.1 | 927 | 6.8112
2011 | 3 | 9 | 8 | 139.8 | 139.8 | 945 | 6.7597
2011 | 3 | 9 | 9 | 153.1 | 153.1 | 1017 | 6.6427
2011 | 3 | 9 | 10 | 142.1 | 142.1 | 960 | 6.7558
2011 | 3 | 9 | 11 | 143.6 | 143.6 | 969 | 6.7479
2011 | 3 | 9 | 12 | 169.7 | 169.7 | 1095 | 6.4526
2011 | 3 | 9 | 13 | 164.1 | 164.1 | 1070 | 6.5204
2011 | 3 | 9 | 14 | 161.4 | 161.4 | 1060 | 6.5675
2011 | 3 | 9 | 15 | 147.4 | 147.4 | 983 | 6.6689
2011 | 3 | 9 | 16 | 135.9 | 135.9 | 919 | 6.7623
2011 | 3 | 9 | 18 | 144.3 | 144.3 | 962 | 6.6667
2011 | 3 | 9 | 19 | 154.8 | 154.8 | 1018 | 6.5762
2011 | 3 | 9 | 20 | 142.9 | 142.9 | 955 | 6.683
2011 | 3 | 9 | 21 | 141.6 | 141.6 | 947 | 6.6879
2011 | 3 | 9 | 22 | 119.2 | 119.2 | 816 | 6.8456
2011 | 3 | 9 | 23 | 130.8 | 130.8 | 895 | 6.8425
2011 | 3 | 9 | 24 | 115.2 | 115.2 | 799 | 6.9358
2011 | 3 | 10 | 1 | 144.2 | 144.2 | 966 | 6.699
2011 | 3 | 10 | 2 | 86.3 | 86.3 | 598 | 6.9293
2011 | 3 | 10 | 3 | 102.4 | 102.4 | 724 | 7.0703
2011 | 3 | 10 | 4 | 100.7 | 100.7 | 704 | 6.9911
2011 | 3 | 10 | 5 | 91.9 | 91.9 | 642 | 6.9859
2011 | 3 | 10 | 6 | 102.3 | 102.3 | 716 | 6.999
2011 | 3 | 10 | 7 | 132.7 | 132.7 | 905 | 6.8199
2011 | 3 | 10 | 8 | 149.7 | 149.7 | 996 | 6.6533
2011 | 3 | 10 | 9 | 128.7 | 128.7 | 881 | 6.8454
2011 | 3 | 10 | 10 | 136.1 | 136.1 | 927 | 6.8112
2011 | 3 | 10 | 11 | 154.7 | 154.7 | 1022 | 6.6063
2011 | 3 | 10 | 12 | 144.6 | 144.6 | 974 | 6.7358
2011 | 3 | 10 | 13 | 150 | 150 | 1006 | 6.7067
2011 | 3 | 10 | 14 | 149.7 | 149.7 | 1002 | 6.6934
2011 | 3 | 10 | 15 | 123.5 | 123.5 | 848 | 6.8664
2011 | 3 | 10 | 16 | 129.8 | 129.8 | 894 | 6.8875
2011 | 3 | 10 | 17 | 135.9 | 135.9 | 926 | 6.8138
2011 | 3 | 10 | 18 | 145.9 | 145.9 | 972 | 6.6621
2011 | 3 | 10 | 19 | 157.2 | 157.2 | 1033 | 6.5712
2011 | 3 | 10 | 20 | 145.4 | 145.4 | 969 | 6.6644
2011 | 3 | 10 | 21 | 164.8 | 164.8 | 1069 | 6.4867
2011 | 3 | 10 | 22 | 124.6 | 124.6 | 844 | 6.7737
2011 | 3 | 10 | 23 | 113.4 | 113.4 | 788 | 6.9489
2011 | 3 | 10 | 24 | 128.1 | 128.1 | 879 | 6.8618
2011 | 3 | 11 | 1 | 121.7 | 121.7 | 839 | 6.894
2011 | 3 | 11 | 2 | 140.2 | 140.2 | 951 | 6.7832
2011 | 3 | 11 | 3 | 125.1 | 125.1 | 860 | 6.8745
2011 | 3 | 11 | 4 | 150.2 | 150.2 | 1006 | 6.6977
2011 | 3 | 11 | 5 | 151.4 | 151.4 | 1001 | 6.6116
2011 | 3 | 11 | 6 | 148.5 | 148.5 | 985 | 6.633
2011 | 3 | 11 | 7 | 124.7 | 124.7 | 851 | 6.8244
2011 | 3 | 11 | 8 | 135.1 | 135.1 | 919 | 6.8024
2011 | 3 | 11 | 9 | 130 | 130 | 887 | 6.8231
2011 | 3 | 11 | 10 | 129 | 129 | 878 | 6.8062
2011 | 3 | 11 | 11 | 136.7 | 136.7 | 930 | 6.8032
2011 | 3 | 11 | 12 | 132.3 | 132.3 | 902 | 6.8178
2011 | 3 | 11 | 13 | 131.2 | 131.2 | 897 | 6.8369
2011 | 3 | 11 | 14 | 120 | 120 | 828 | 6.9
2011 | 3 | 11 | 15 | 113.2 | 113.2 | 790 | 6.9788
2011 | 3 | 11 | 16 | 118.8 | 118.8 | 825 | 6.9444
2011 | 3 | 11 | 17 | 125.8 | 125.8 | 871 | 6.9237
2011 | 3 | 11 | 18 | 140.8 | 140.8 | 956 | 6.7898
2011 | 3 | 11 | 19 | 161.1 | 161.1 | 1061 | 6.586
2011 | 3 | 11 | 20 | 148.5 | 148.5 | 991 | 6.6734
2011 | 3 | 11 | 21 | 144.8 | 144.8 | 974 | 6.7265
2011 | 3 | 11 | 22 | 132.6 | 132.6 | 910 | 6.8627
2011 | 3 | 11 | 23 | 125.4 | 125.4 | 867 | 6.9139
2011 | 3 | 11 | 24 | 128.2 | 128.2 | 887 | 6.9189
2011 | 3 | 12 | 1 | 157.8 | 157.8 | 1050 | 6.654
2011 | 3 | 12 | 2 | 161.1 | 161.1 | 1063 | 6.5984
2011 | 3 | 12 | 3 | 162.2 | 162.2 | 1065 | 6.566
2011 | 3 | 12 | 4 | 137.9 | 137.9 | 935 | 6.7803
2011 | 3 | 12 | 5 | 125.1 | 125.1 | 860 | 6.8745
2011 | 3 | 12 | 6 | 114 | 114 | 793 | 6.9561
2011 | 3 | 12 | 7 | 81.3 | 81.3 | 575 | 7.0726
2011 | 3 | 12 | 8 | 138.8 | 138.8 | 941 | 6.7795
2011 | 3 | 12 | 9 | 139.9 | 139.9 | 943 | 6.7405
2011 | 3 | 12 | 10 | 145.3 | 145.3 | 980 | 6.7447
2011 | 3 | 12 | 11 | 145.4 | 145.4 | 980 | 6.74
2011 | 3 | 12 | 12 | 145 | 145 | 978 | 6.7448
2011 | 3 | 12 | 13 | 140.4 | 140.4 | 952 | 6.7806
2011 | 3 | 12 | 14 | 138.3 | 138.3 | 941 | 6.804
2011 | 3 | 12 | 15 | 133.5 | 133.5 | 913 | 6.839
2011 | 3 | 12 | 16 | 127.8 | 127.8 | 880 | 6.8858
2011 | 3 | 12 | 17 | 137.3 | 137.3 | 939 | 6.839
2011 | 3 | 12 | 18 | 142.4 | 142.4 | 968 | 6.7978
2011 | 3 | 12 | 19 | 155.1 | 155.1 | 1032 | 6.6538
2011 | 3 | 12 | 20 | 149.7 | 149.7 | 1001 | 6.6867
2011 | 3 | 12 | 21 | 139.3 | 139.3 | 943 | 6.7696
2011 | 3 | 12 | 22 | 130.7 | 130.7 | 902 | 6.9013
2011 | 3 | 12 | 23 | 153 | 153 | 1023 | 6.6863
2011 | 3 | 12 | 24 | 133.8 | 133.8 | 915 | 6.8386
2011 | 3 | 13 | 1 | 143.5 | 143.5 | 979 | 6.8223
2011 | 3 | 13 | 2 | 152.4 | 152.4 | 1022 | 6.706
2011 | 3 | 13 | 4 | 144.9 | 144.9 | 977 | 6.7426
2011 | 3 | 13 | 5 | 139.6 | 139.6 | 947 | 6.7837
2011 | 3 | 13 | 6 | 135.3 | 135.3 | 917 | 6.7775
2011 | 3 | 13 | 7 | 93.6 | 93.6 | 652 | 6.9658
2011 | 3 | 13 | 8 | 100.9 | 100.9 | 710 | 7.0367
2011 | 3 | 13 | 9 | 131.4 | 131.4 | 853 | 6.4916
2011 | 3 | 13 | 10 | 130.2 | 130.2 | 888 | 6.8203
2011 | 3 | 13 | 11 | 151.9 | 151.9 | 1015 | 6.682
2011 | 3 | 13 | 12 | 151.2 | 151.2 | 1009 | 6.6733
2011 | 3 | 13 | 13 | 142 | 142 | 956 | 6.7324
2011 | 3 | 13 | 14 | 126.1 | 126.1 | 867 | 6.8755
2011 | 3 | 13 | 15 | 119.3 | 119.3 | 827 | 6.9321
2011 | 3 | 13 | 16 | 104.3 | 104.3 | 735 | 7.047
2011 | 3 | 13 | 17 | 118.4 | 118.4 | 824 | 6.9595
2011 | 3 | 13 | 18 | 127.9 | 127.9 | 885 | 6.9195
2011 | 3 | 13 | 19 | 128.2 | 128.2 | 884 | 6.8955
2011 | 3 | 13 | 20 | 141.9 | 141.9 | 964 | 6.7935
2011 | 3 | 13 | 21 | 148 | 148 | 995 | 6.723
2011 | 3 | 13 | 22 | 148.4 | 148.4 | 998 | 6.7251
2011 | 3 | 13 | 23 | 144.6 | 144.6 | 980 | 6.7773
2011 | 3 | 13 | 24 | 121.7 | 121.7 | 845 | 6.9433
2011 | 3 | 14 | 1 | 120.3 | 120.3 | 839 | 6.9742
2011 | 3 | 14 | 2 | 113.6 | 113.6 | 743 | 6.5405
2011 | 3 | 14 | 3 | 116.5 | 116.5 | 810 | 6.9528
2011 | 3 | 14 | 4 | 125.5 | 125.5 | 868 | 6.9163
2011 | 3 | 14 | 5 | 143.2 | 143.2 | 967 | 6.7528
2011 | 3 | 14 | 6 | 105 | 105 | 728 | 6.9333
2011 | 3 | 14 | 7 | 106.8 | 106.8 | 740 | 6.9288
2011 | 3 | 14 | 8 | 121.3 | 121.3 | 830 | 6.8425
2011 | 3 | 14 | 9 | 144.3 | 144.3 | 965 | 6.6875
2011 | 3 | 14 | 10 | 124.4 | 124.4 | 851 | 6.8408
2011 | 3 | 14 | 11 | 122.4 | 122.4 | 847 | 6.9199
2011 | 3 | 14 | 12 | 122.6 | 122.6 | 850 | 6.9331
2011 | 3 | 14 | 13 | 122.4 | 122.4 | 847 | 6.9199
2011 | 3 | 14 | 14 | 131 | 131 | 901 | 6.8779
2011 | 3 | 14 | 15 | 135.6 | 135.6 | 929 | 6.851
2011 | 3 | 14 | 16 | 140.3 | 140.3 | 954 | 6.7997
2011 | 3 | 14 | 17 | 131.3 | 131.3 | 899 | 6.8469
2011 | 3 | 14 | 18 | 135.7 | 135.7 | 927 | 6.8312
2011 | 3 | 14 | 19 | 116.6 | 116.6 | 812 | 6.964
2011 | 3 | 14 | 20 | 155.4 | 155.4 | 1037 | 6.6731
2011 | 3 | 14 | 21 | 148.8 | 148.8 | 992 | 6.6667
2011 | 3 | 14 | 22 | 133.1 | 133.1 | 912 | 6.852
2011 | 3 | 14 | 23 | 136.6 | 136.6 | 940 | 6.8814
2011 | 3 | 14 | 24 | 142.8 | 142.8 | 971 | 6.7997
2011 | 3 | 15 | 1 | 149.5 | 149.5 | 1005 | 6.7224
2011 | 3 | 15 | 2 | 112.3 | 112.3 | 781 | 6.9546
2011 | 3 | 15 | 3 | 112.2 | 112.2 | 788 | 7.0232
2011 | 3 | 15 | 4 | 108 | 108 | 752 | 6.963
2011 | 3 | 15 | 5 | 100.3 | 100.3 | 699 | 6.9691
2011 | 3 | 15 | 6 | 113.7 | 113.7 | 795 | 6.9921
2011 | 3 | 15 | 7 | 111.3 | 111.3 | 776 | 6.9721
2011 | 3 | 15 | 8 | 116.1 | 116.1 | 805 | 6.9337
2011 | 3 | 15 | 9 | 120.7 | 120.7 | 833 | 6.9014
2011 | 3 | 15 | 10 | 135 | 135 | 922 | 6.8296
2011 | 3 | 15 | 11 | 142.4 | 142.4 | 968 | 6.7978
2011 | 3 | 15 | 12 | 156 | 156 | 1039 | 6.6603
2011 | 3 | 15 | 13 | 143.1 | 143.1 | 963 | 6.7296
2011 | 3 | 15 | 14 | 121.4 | 121.4 | 840 | 6.9193
2011 | 3 | 15 | 15 | 142.5 | 142.5 | 967 | 6.786
2011 | 3 | 15 | 16 | 164.6 | 164.6 | 1070 | 6.5006
2011 | 3 | 15 | 17 | 116.1 | 116.1 | 798 | 6.8734
2011 | 3 | 15 | 18 | 123.1 | 123.1 | 856 | 6.9537
2011 | 3 | 15 | 19 | 92.3 | 92.3 | 642 | 6.9556
2011 | 3 | 15 | 20 | 101.6 | 101.6 | 714 | 7.0276
2011 | 3 | 15 | 21 | 108.6 | 108.6 | 805 | 7.4125
2011 | 3 | 15 | 22 | 129.8 | 129.8 | 897 | 6.9106
2011 | 3 | 15 | 23 | 121 | 121 | 843 | 6.9669
2011 | 3 | 15 | 24 | 142.2 | 142.2 | 972 | 6.8354
2011 | 3 | 16 | 1 | 149.9 | 149.9 | 1005 | 6.7045
2011 | 3 | 16 | 2 | 113.9 | 113.9 | 782 | 6.8657
2011 | 3 | 16 | 3 | 97.1 | 97.1 | 568 | 5.8496
2011 | 3 | 16 | 4 | 93.6 | 93.6 | 660 | 7.0513
2011 | 3 | 16 | 5 | 83.3 | 83.3 | 583 | 6.9988
2011 | 3 | 16 | 6 | 83.7 | 83.7 | 591 | 7.0609
2011 | 3 | 16 | 7 | 104.3 | 104.3 | 731 | 7.0086
2011 | 3 | 16 | 8 | 125 | 125 | 855 | 6.84
2011 | 3 | 16 | 9 | 125.3 | 125.3 | 858 | 6.8476
2011 | 3 | 16 | 10 | 120.2 | 120.2 | 838 | 6.9717
2011 | 3 | 16 | 11 | 131.7 | 131.7 | 904 | 6.8641
2011 | 3 | 16 | 12 | 116 | 116 | 803 | 6.9224
2011 | 3 | 16 | 13 | 108.6 | 108.6 | 758 | 6.9797
2011 | 3 | 16 | 14 | 125.9 | 125.9 | 872 | 6.9261
2011 | 3 | 16 | 15 | 113.1 | 113.1 | 793 | 7.0115
2011 | 3 | 16 | 16 | 97.1 | 97.1 | 689 | 7.0958
2011 | 3 | 16 | 17 | 123 | 123 | 859 | 6.9837
2011 | 3 | 16 | 18 | 128 | 128 | 881 | 6.8828
2011 | 3 | 16 | 19 | 135.7 | 135.7 | 922 | 6.7944
2011 | 3 | 16 | 20 | 134.1 | 134.1 | 915 | 6.8233
2011 | 3 | 16 | 21 | 143.5 | 143.5 | 965 | 6.7247
2011 | 3 | 16 | 22 | 113.2 | 113.2 | 788 | 6.9611
2011 | 3 | 16 | 23 | 104.3 | 104.3 | 736 | 7.0566
2011 | 3 | 16 | 24 | 98.6 | 98.6 | 698 | 7.0791
2011 | 3 | 17 | 1 | 90.7 | 90.7 | 642 | 7.0783
2011 | 3 | 17 | 2 | 78.7 | 78.7 | 560 | 7.1156
2011 | 3 | 17 | 3 | 79.5 | 79.5 | 566 | 7.1195
2011 | 3 | 17 | 4 | 93.2 | 93.2 | 659 | 7.0708
2011 | 3 | 17 | 5 | 105.2 | 105.2 | 741 | 7.0437
2011 | 3 | 17 | 6 | 118.4 | 118.4 | 820 | 6.9257
2011 | 3 | 17 | 7 | 116 | 116 | 791 | 6.819
2011 | 3 | 17 | 8 | 138.7 | 138.7 | 918 | 6.6186
2011 | 3 | 17 | 9 | 92.2 | 92.2 | 637 | 6.9089
2011 | 3 | 17 | 10 | 96.6 | 96.6 | 682 | 7.06
2011 | 3 | 17 | 11 | 95.1 | 95.1 | 669 | 7.0347
2011 | 3 | 17 | 12 | 96.3 | 96.3 | 677 | 7.0301
2011 | 3 | 17 | 13 | 100.3 | 100.3 | 701 | 6.989
2011 | 3 | 17 | 14 | 113 | 113 | 787 | 6.9646
2011 | 3 | 17 | 15 | 118.2 | 118.2 | 817 | 6.912
2011 | 3 | 17 | 16 | 98.8 | 98.8 | 693 | 7.0142
2011 | 3 | 17 | 17 | 65.2 | 65.2 | 465 | 7.1319
2011 | 3 | 17 | 18 | 74.1 | 74.1 | 528 | 7.1255
2011 | 3 | 17 | 19 | 73.8 | 73.8 | 527 | 7.1409
2011 | 3 | 17 | 20 | 116.1 | 116.1 | 807 | 6.9509
2011 | 3 | 17 | 21 | 127.5 | 127.5 | 874 | 6.8549
2011 | 3 | 17 | 22 | 124.9 | 124.9 | 861 | 6.8935
2011 | 3 | 17 | 23 | 124.6 | 124.6 | 859 | 6.8941
2011 | 3 | 17 | 24 | 95.1 | 95.1 | 668 | 7.0242
2011 | 3 | 18 | 1 | 83.3 | 83.3 | 593 | 7.1188
2011 | 3 | 18 | 2 | 48.5 | 48.5 | 343 | 7.0722
2011 | 3 | 18 | 3 | 18.3 | 18.3 | 131 | 7.1585
2011 | 3 | 18 | 4 | 16.4 | 16.4 | 113 | 6.8902
2011 | 3 | 18 | 5 | 49.8 | 49.8 | 356 | 7.1486
2011 | 3 | 18 | 6 | 64.8 | 64.8 | 457 | 7.0525
2011 | 3 | 18 | 7 | 103.9 | 103.9 | 722 | 6.949
2011 | 3 | 18 | 8 | 101.3 | 101.3 | 704 | 6.9497
2011 | 3 | 18 | 9 | 96.2 | 96.2 | 675 | 7.0166
2011 | 3 | 18 | 10 | 93.9 | 93.9 | 660 | 7.0288
2011 | 3 | 18 | 11 | 82.9 | 82.9 | 582 | 7.0205
2011 | 3 | 18 | 12 | 82 | 82 | 580 | 7.0732
2011 | 3 | 18 | 13 | 120.9 | 120.9 | 844 | 6.981
2011 | 3 | 18 | 14 | 125.3 | 125.3 | 862 | 6.8795
2011 | 3 | 18 | 15 | 84.7 | 84.7 | 595 | 7.0248
2011 | 3 | 18 | 16 | 109.9 | 109.9 | 771 | 7.0155
2011 | 3 | 18 | 17 | 114.2 | 114.2 | 799 | 6.9965
2011 | 3 | 18 | 18 | 102.4 | 102.4 | 719 | 7.0215
2011 | 3 | 18 | 19 | 79.7 | 79.7 | 565 | 7.0891
2011 | 3 | 18 | 20 | 108.5 | 108.5 | 755 | 6.9585
2011 | 3 | 18 | 21 | 119.2 | 119.2 | 823 | 6.9044
2011 | 3 | 18 | 22 | 121.7 | 121.7 | 848 | 6.968
2011 | 3 | 18 | 23 | 119.6 | 119.6 | 827 | 6.9147
2011 | 3 | 18 | 24 | 122 | 122 | 845 | 6.9262
2011 | 3 | 19 | 1 | 99 | 99 | 700 | 7.0707
2011 | 3 | 19 | 2 | 89.4 | 89.4 | 636 | 7.1141
2011 | 3 | 19 | 3 | 39.3 | 39.3 | 279 | 7.0992
2011 | 3 | 19 | 4 | 30.2 | 30.2 | 212 | 7.0199
2011 | 3 | 19 | 5 | 106.8 | 106.8 | 744 | 6.9663
2011 | 3 | 19 | 6 | 146.4 | 146.4 | 978 | 6.6803
2011 | 3 | 19 | 7 | 119.6 | 119.6 | 835 | 6.9816
2011 | 3 | 19 | 8 | 74.4 | 74.4 | 518 | 6.9624
2011 | 3 | 19 | 9 | 73.1 | 73.1 | 516 | 7.0588
2011 | 3 | 19 | 10 | 95.7 | 95.7 | 674 | 7.0428
2011 | 3 | 19 | 11 | 102.1 | 102.1 | 720 | 7.0519
2011 | 3 | 19 | 12 | 78.3 | 78.3 | 551 | 7.037
2011 | 3 | 19 | 13 | 62.5 | 62.5 | 451 | 7.216
2011 | 3 | 19 | 14 | 79.8 | 79.8 | 576 | 7.218
2011 | 3 | 19 | 15 | 84 | 84 | 600 | 7.1429
2011 | 3 | 19 | 16 | 57.3 | 57.3 | 410 | 7.1553
2011 | 3 | 19 | 17 | 40.6 | 40.6 | 295 | 7.266
2011 | 3 | 19 | 18 | 60.5 | 60.5 | 440 | 7.2727
2011 | 3 | 19 | 19 | 85 | 85 | 605 | 7.1176
2011 | 3 | 19 | 20 | 115.8 | 115.8 | 808 | 6.9775
2011 | 3 | 19 | 21 | 124.5 | 124.5 | 859 | 6.8996
2011 | 3 | 19 | 22 | 128.6 | 128.6 | 884 | 6.874
2011 | 3 | 19 | 23 | 137.8 | 137.8 | 940 | 6.8215
2011 | 3 | 19 | 24 | 112.6 | 112.6 | 788 | 6.9982
2011 | 3 | 20 | 1 | 87.1 | 87.1 | 614 | 7.0494
2011 | 3 | 20 | 2 | 38.8 | 38.8 | 280 | 7.2165
2011 | 3 | 20 | 3 | 23.4 | 23.4 | 163 | 6.9658
2011 | 3 | 20 | 4 | 32.3 | 32.3 | 233 | 7.2136
2011 | 3 | 20 | 5 | 89.9 | 89.9 | 639 | 7.1079
2011 | 3 | 20 | 6 | 102.2 | 102.2 | 712 | 6.9667
2011 | 3 | 20 | 7 | 74.5 | 74.5 | 526 | 7.0604
2011 | 3 | 20 | 8 | 33 | 33 | 236 | 7.1515
2011 | 3 | 20 | 9 | 58.5 | 58.5 | 422 | 7.2137
2011 | 3 | 20 | 10 | 64.9 | 64.9 | 462 | 7.1186
2011 | 3 | 20 | 11 | 99.6 | 99.6 | 708 | 7.1084
2011 | 3 | 20 | 12 | 107 | 107 | 752 | 7.028
2011 | 3 | 20 | 13 | 42 | 42 | 292 | 6.9524
2011 | 3 | 20 | 14 | 35.1 | 35.1 | 252 | 7.1795
2011 | 3 | 20 | 15 | 73.4 | 73.4 | 527 | 7.1798
2011 | 3 | 20 | 16 | 93.4 | 93.4 | 664 | 7.1092
2011 | 3 | 20 | 17 | 90.6 | 90.6 | 644 | 7.1082
2011 | 3 | 20 | 18 | 74.2 | 74.2 | 528 | 7.1159
2011 | 3 | 20 | 19 | 83.2 | 83.2 | 592 | 7.1154
2011 | 3 | 20 | 20 | 107.2 | 107.2 | 750 | 6.9963
2011 | 3 | 20 | 21 | 111.3 | 111.3 | 774 | 6.9542
2011 | 3 | 20 | 22 | 116.1 | 116.1 | 809 | 6.9681
2011 | 3 | 20 | 23 | 109.5 | 109.5 | 766 | 6.9954
2011 | 3 | 20 | 24 | 99.8 | 99.8 | 706 | 7.0741
2011 | 3 | 21 | 1 | 108.3 | 108.3 | 761 | 7.0268
2011 | 3 | 21 | 2 | 74.3 | 74.3 | 524 | 7.0525
2011 | 3 | 21 | 3 | 66.3 | 66.3 | 476 | 7.1795
2011 | 3 | 21 | 4 | 65.5 | 65.5 | 471 | 7.1908
2011 | 3 | 21 | 5 | 74.5 | 74.5 | 533 | 7.1544
2011 | 3 | 21 | 6 | 103.8 | 103.8 | 728 | 7.0135
2011 | 3 | 21 | 7 | 102.8 | 102.8 | 716 | 6.965
2011 | 3 | 21 | 8 | 118.9 | 118.9 | 815 | 6.8545
2011 | 3 | 21 | 9 | 135 | 135 | 915 | 6.7778
2011 | 3 | 21 | 10 | 141.2 | 141.2 | 983 | 6.9618
2011 | 3 | 21 | 11 | 148.5 | 148.5 | 990 | 6.6667
2011 | 3 | 21 | 12 | 136.8 | 136.8 | 924 | 6.7544
2011 | 3 | 21 | 13 | 139.9 | 139.9 | 944 | 6.7477
2011 | 3 | 21 | 14 | 152.4 | 152.4 | 1013 | 6.647
2011 | 3 | 21 | 15 | 145.1 | 145.1 | 974 | 6.7126
2011 | 3 | 21 | 16 | 134.6 | 134.6 | 915 | 6.7979
2011 | 3 | 21 | 17 | 121.9 | 121.9 | 837 | 6.8663
2011 | 3 | 21 | 18 | 100.9 | 100.9 | 704 | 6.9772
2011 | 3 | 21 | 19 | 104.2 | 104.2 | 730 | 7.0058
2011 | 3 | 21 | 20 | 131.2 | 131.2 | 901 | 6.8674
2011 | 3 | 21 | 21 | 126.3 | 126.3 | 869 | 6.8804
2011 | 3 | 21 | 22 | 129.2 | 129.2 | 886 | 6.8576
2011 | 3 | 21 | 23 | 112.5 | 112.5 | 783 | 6.96
2011 | 3 | 21 | 24 | 96.7 | 96.7 | 676 | 6.9907
2011 | 3 | 22 | 1 | 78.1 | 78.1 | 561 | 7.1831
2011 | 3 | 22 | 2 | 88 | 88 | 622 | 7.0682
2011 | 3 | 22 | 3 | 102 | 102 | 721 | 7.0686
2011 | 3 | 22 | 4 | 123.5 | 123.5 | 858 | 6.9474
2011 | 3 | 22 | 5 | 140.4 | 140.4 | 956 | 6.8091
2011 | 3 | 22 | 6 | 134.7 | 134.7 | 901 | 6.6889
2011 | 3 | 22 | 7 | 106.3 | 106.3 | 732 | 6.8862
2011 | 3 | 22 | 8 | 151.8 | 151.8 | 1012 | 6.6667
2011 | 3 | 22 | 9 | 133.9 | 133.9 | 905 | 6.7588
2011 | 3 | 22 | 10 | 130 | 130 | 885 | 6.8077
2011 | 3 | 22 | 11 | 109.1 | 109.1 | 759 | 6.9569
2011 | 3 | 22 | 12 | 131.4 | 131.4 | 893 | 6.796
2011 | 3 | 22 | 13 | 135 | 135 | 922 | 6.8296
2011 | 3 | 22 | 14 | 152.2 | 152.2 | 1015 | 6.6689
2011 | 3 | 22 | 15 | 166.4 | 166.4 | 1086 | 6.5264
2011 | 3 | 22 | 16 | 158.3 | 158.3 | 1039 | 6.5635
2011 | 3 | 22 | 17 | 126.8 | 126.8 | 858 | 6.7666
2011 | 3 | 22 | 18 | 126.4 | 126.4 | 866 | 6.8513
2011 | 3 | 22 | 19 | 120.3 | 120.3 | 829 | 6.8911
2011 | 3 | 22 | 20 | 146.6 | 146.6 | 975 | 6.6508
2011 | 3 | 22 | 21 | 151.6 | 151.6 | 1002 | 6.6095
2011 | 3 | 22 | 22 | 149.1 | 149.1 | 989 | 6.6331
2011 | 3 | 22 | 23 | 118.7 | 118.7 | 816 | 6.8745
2011 | 3 | 22 | 24 | 144.8 | 144.8 | 974 | 6.7265
2011 | 3 | 23 | 1 | 122.1 | 122.1 | 840 | 6.8796
2011 | 3 | 23 | 2 | 116.5 | 116.5 | 805 | 6.9099
2011 | 3 | 23 | 3 | 130.3 | 130.3 | 895 | 6.8688
2011 | 3 | 23 | 4 | 129.2 | 129.2 | 885 | 6.8498
2011 | 3 | 23 | 5 | 152.3 | 152.3 | 1019 | 6.6907
2011 | 3 | 23 | 6 | 130.6 | 130.6 | 892 | 6.83
2011 | 3 | 23 | 7 | 135.8 | 135.8 | 926 | 6.8189
2011 | 3 | 23 | 8 | 146.5 | 146.5 | 986 | 6.7304
2011 | 3 | 23 | 9 | 135.8 | 135.8 | 924 | 6.8041
2011 | 3 | 23 | 10 | 150.2 | 150.2 | 1008 | 6.7111
2011 | 3 | 23 | 11 | 154.3 | 154.3 | 1020 | 6.6105
2011 | 3 | 23 | 12 | 132.5 | 132.5 | 905 | 6.8302
2011 | 3 | 23 | 13 | 138.2 | 138.2 | 939 | 6.7945
2011 | 3 | 23 | 14 | 144.4 | 144.4 | 971 | 6.7244
2011 | 3 | 23 | 15 | 116.3 | 116.3 | 803 | 6.9046
2011 | 3 | 23 | 16 | 133.9 | 133.9 | 919 | 6.8633
2011 | 3 | 23 | 17 | 135.2 | 135.2 | 930 | 6.8787
2011 | 3 | 23 | 18 | 139.4 | 139.4 | 942 | 6.7575
2011 | 3 | 23 | 19 | 108.6 | 108.6 | 756 | 6.9613
2011 | 3 | 23 | 20 | 160.5 | 160.5 | 1061 | 6.6106
2011 | 3 | 23 | 21 | 138.1 | 138.1 | 927 | 6.7125
2011 | 3 | 23 | 22 | 121.2 | 121.2 | 840 | 6.9307
2011 | 3 | 23 | 23 | 120.9 | 120.9 | 839 | 6.9396
2011 | 3 | 23 | 24 | 114.7 | 114.7 | 802 | 6.9922
2011 | 3 | 24 | 1 | 136.4 | 136.4 | 939 | 6.8842
2011 | 3 | 24 | 2 | 147.6 | 147.6 | 1001 | 6.7818
2011 | 3 | 24 | 3 | 143.4 | 143.4 | 975 | 6.7992
2011 | 3 | 24 | 4 | 113.3 | 113.3 | 787 | 6.9462
2011 | 3 | 24 | 5 | 129.3 | 129.3 | 883 | 6.8291
2011 | 3 | 24 | 6 | 90.8 | 90.8 | 629 | 6.9273
2011 | 3 | 24 | 7 | 96.2 | 96.2 | 678 | 7.0478
2011 | 3 | 24 | 8 | 117.5 | 117.5 | 817 | 6.9532
2011 | 3 | 24 | 9 | 132.6 | 132.6 | 902 | 6.8024
2011 | 3 | 24 | 10 | 135.6 | 135.6 | 925 | 6.8215
2011 | 3 | 24 | 11 | 156.3 | 156.3 | 1038 | 6.6411
2011 | 3 | 24 | 12 | 144.3 | 144.3 | 970 | 6.7221
2011 | 3 | 24 | 13 | 116.6 | 116.6 | 808 | 6.9297
2011 | 3 | 24 | 14 | 106.9 | 106.9 | 751 | 7.0253
2011 | 3 | 24 | 15 | 123.3 | 123.3 | 855 | 6.9343
2011 | 3 | 24 | 16 | 137.1 | 137.1 | 938 | 6.8417
2011 | 3 | 24 | 17 | 152.4 | 152.4 | 1029 | 6.752
2011 | 3 | 24 | 18 | 146.4 | 146.4 | 994 | 6.7896
2011 | 3 | 24 | 19 | 148.2 | 148.2 | 1002 | 6.7611
2011 | 3 | 24 | 20 | 132.2 | 132.2 | 902 | 6.823
2011 | 3 | 24 | 21 | 110.5 | 110.5 | 763 | 6.905
2011 | 3 | 24 | 22 | 132.5 | 132.5 | 909 | 6.8604
2011 | 3 | 24 | 23 | 131.6 | 131.6 | 908 | 6.8997
2011 | 3 | 24 | 24 | 126.1 | 126.1 | 873 | 6.9231
2011 | 3 | 25 | 1 | 123.5 | 123.5 | 854 | 6.915
2011 | 3 | 25 | 2 | 116.6 | 116.6 | 811 | 6.9554
2011 | 3 | 25 | 3 | 143 | 143 | 969 | 6.7762
2011 | 3 | 25 | 4 | 149.5 | 149.5 | 1001 | 6.6957
2011 | 3 | 25 | 5 | 143.8 | 143.8 | 967 | 6.7246
2011 | 3 | 25 | 6 | 106.2 | 106.2 | 738 | 6.9492
2011 | 3 | 25 | 7 | 109.4 | 109.4 | 779 | 7.1207
2011 | 3 | 25 | 8 | 132.3 | 132.3 | 904 | 6.833
2011 | 3 | 25 | 9 | 143.3 | 143.3 | 963 | 6.7202
2011 | 3 | 25 | 10 | 123 | 123 | 848 | 6.8943
2011 | 3 | 25 | 11 | 126.4 | 126.4 | 874 | 6.9146
2011 | 3 | 25 | 12 | 128 | 128 | 883 | 6.8984
2011 | 3 | 25 | 13 | 139.5 | 139.5 | 953 | 6.8315
2011 | 3 | 25 | 14 | 144.4 | 144.4 | 981 | 6.7936
2011 | 3 | 25 | 15 | 141.7 | 141.7 | 963 | 6.796
2011 | 3 | 25 | 16 | 136.1 | 136.1 | 930 | 6.8332
2011 | 3 | 25 | 17 | 142 | 142 | 966 | 6.8028
2011 | 3 | 25 | 18 | 138.6 | 138.6 | 949 | 6.847
2011 | 3 | 25 | 19 | 130.1 | 130.1 | 892 | 6.8563
2011 | 3 | 25 | 20 | 135.4 | 135.4 | 922 | 6.8095
2011 | 3 | 25 | 21 | 120.4 | 120.4 | 824 | 6.8439
2011 | 3 | 25 | 22 | 109.2 | 109.2 | 760 | 6.9597
2011 | 3 | 25 | 23 | 134 | 134 | 917 | 6.8433
2011 | 3 | 25 | 24 | 133.6 | 133.6 | 906 | 6.7814
2011 | 3 | 26 | 1 | 123.7 | 123.7 | 851 | 6.8795
2011 | 3 | 26 | 2 | 118.2 | 118.2 | 818 | 6.9205
2011 | 3 | 26 | 3 | 90.2 | 90.2 | 628 | 6.9623
2011 | 3 | 26 | 4 | 84.9 | 84.9 | 595 | 7.0082
2011 | 3 | 26 | 5 | 69.2 | 69.2 | 487 | 7.0376
2011 | 3 | 26 | 6 | 89.9 | 89.9 | 634 | 7.0523
2011 | 3 | 26 | 7 | 105.3 | 105.3 | 733 | 6.9611
2011 | 3 | 26 | 8 | 117.7 | 117.7 | 807 | 6.8564
2011 | 3 | 26 | 9 | 141.4 | 141.4 | 949 | 6.7115
2011 | 3 | 26 | 10 | 144.9 | 144.9 | 971 | 6.7012
2011 | 3 | 26 | 11 | 140.6 | 140.6 | 941 | 6.6927
2011 | 3 | 26 | 12 | 112.9 | 112.9 | 780 | 6.9088
2011 | 3 | 26 | 13 | 92 | 92 | 644 | 7
2011 | 3 | 26 | 14 | 84.2 | 84.2 | 595 | 7.0665
2011 | 3 | 26 | 15 | 89.9 | 89.9 | 637 | 7.0857
2011 | 3 | 26 | 16 | 127.4 | 127.4 | 888 | 6.9702
2011 | 3 | 26 | 17 | 123.5 | 123.5 | 855 | 6.9231
2011 | 3 | 26 | 18 | 136.6 | 136.6 | 934 | 6.8375
2011 | 3 | 26 | 19 | 136.5 | 136.5 | 932 | 6.8278
2011 | 3 | 26 | 20 | 121 | 121 | 843 | 6.9669
2011 | 3 | 26 | 21 | 140.9 | 140.9 | 956 | 6.785
2011 | 3 | 26 | 22 | 105.3 | 105.3 | 735 | 6.9801
2011 | 3 | 26 | 23 | 135.3 | 135.3 | 928 | 6.8588
2011 | 3 | 26 | 24 | 105.5 | 105.5 | 738 | 6.9953
2011 | 3 | 27 | 1 | 107.4 | 107.4 | 771 | 7.1788
2011 | 3 | 27 | 2 | 77.4 | 77.4 | 549 | 7.093
2011 | 3 | 27 | 3 | 56.3 | 56.3 | 405 | 7.1936
2011 | 3 | 27 | 4 | 50.6 | 50.6 | 366 | 7.2332
2011 | 3 | 27 | 5 | 57.2 | 57.2 | 408 | 7.1329
2011 | 3 | 27 | 6 | 69 | 69 | 497 | 7.2029
2011 | 3 | 27 | 7 | 66.3 | 66.3 | 419 | 6.3198
2011 | 3 | 27 | 8 | 73.4 | 73.4 | 524 | 7.139
2011 | 3 | 27 | 9 | 77 | 77 | 546 | 7.0909
2011 | 3 | 27 | 10 | 87.7 | 87.7 | 618 | 7.0468
2011 | 3 | 27 | 11 | 110.3 | 110.3 | 777 | 7.0444
2011 | 3 | 27 | 12 | 117.8 | 117.8 | 823 | 6.9864
2011 | 3 | 27 | 13 | 114.9 | 114.9 | 795 | 6.9191
2011 | 3 | 27 | 14 | 99.3 | 99.3 | 697 | 7.0191
2011 | 3 | 27 | 15 | 125.2 | 125.2 | 872 | 6.9649
2011 | 3 | 27 | 16 | 119.3 | 119.3 | 829 | 6.9489
2011 | 3 | 27 | 17 | 109.9 | 109.9 | 762 | 6.9336
2011 | 3 | 27 | 18 | 142.7 | 142.7 | 975 | 6.8325
2011 | 3 | 27 | 19 | 132.6 | 132.6 | 914 | 6.8929
2011 | 3 | 27 | 20 | 158.7 | 158.7 | 1063 | 6.6982
2011 | 3 | 27 | 21 | 140.6 | 140.6 | 937 | 6.6643
2011 | 3 | 27 | 22 | 123 | 123 | 840 | 6.8293
2011 | 3 | 27 | 23 | 109.8 | 109.8 | 762 | 6.9399
2011 | 3 | 27 | 24 | 98 | 98 | 692 | 7.0612
2011 | 3 | 28 | 1 | 95.7 | 95.7 | 670 | 7.001
2011 | 3 | 28 | 2 | 44.9 | 44.9 | 313 | 6.971
2011 | 3 | 28 | 3 | 49.8 | 49.8 | 356 | 7.1486
2011 | 3 | 28 | 4 | 79.5 | 79.5 | 568 | 7.1447
2011 | 3 | 28 | 5 | 113.4 | 113.4 | 791 | 6.9753
2011 | 3 | 28 | 6 | 85.8 | 85.8 | 598 | 6.9697
2011 | 3 | 28 | 7 | 103.8 | 103.8 | 721 | 6.9461
2011 | 3 | 28 | 8 | 115.7 | 115.7 | 792 | 6.8453
2011 | 3 | 28 | 9 | 116.1 | 116.1 | 801 | 6.8992
2011 | 3 | 28 | 10 | 128.2 | 128.2 | 872 | 6.8019
2011 | 3 | 28 | 11 | 112.3 | 112.3 | 771 | 6.8655
2011 | 3 | 28 | 12 | 110.7 | 110.7 | 763 | 6.8925
2011 | 3 | 28 | 13 | 125.3 | 125.3 | 859 | 6.8555
2011 | 3 | 28 | 14 | 125.8 | 125.6 | 860 | 6.8471
2011 | 3 | 28 | 15 | 128.9 | 128.9 | 881 | 6.8348
2011 | 3 | 28 | 16 | 130.8 | 130.8 | 895 | 6.8425
2011 | 3 | 28 | 17 | 145.8 | 145.8 | 984 | 6.749
2011 | 3 | 28 | 18 | 136.9 | 136.9 | 931 | 6.8006
2011 | 3 | 28 | 19 | 133.8 | 133.8 | 910 | 6.8012
2011 | 3 | 28 | 20 | 145.9 | 145.9 | 978 | 6.7032
2011 | 3 | 28 | 21 | 145.4 | 145.4 | 972 | 6.685
2011 | 3 | 28 | 22 | 135.2 | 135.2 | 922 | 6.8195
2011 | 3 | 28 | 23 | 129.4 | 129.4 | 889 | 6.8702
2011 | 3 | 28 | 24 | 130 | 130 | 889 | 6.8385
2011 | 3 | 29 | 1 | 106.6 | 106.6 | 739 | 6.9325
2011 | 3 | 29 | 2 | 75.7 | 75.7 | 518 | 6.8428
2011 | 3 | 29 | 3 | 64.1 | 64.1 | 450 | 7.0203
2011 | 3 | 29 | 4 | 99.4 | 99.4 | 701 | 7.0523
2011 | 3 | 29 | 5 | 131.8 | 131.8 | 895 | 6.7906
2011 | 3 | 29 | 6 | 116.1 | 116.1 | 796 | 6.8562
2011 | 3 | 29 | 7 | 132.1 | 132.1 | 894 | 6.7676
2011 | 3 | 29 | 8 | 152.3 | 152.3 | 1013 | 6.6513
2011 | 3 | 29 | 9 | 157.6 | 157.6 | 1046 | 6.6371
2011 | 3 | 29 | 10 | 150.5 | 150.5 | 1008 | 6.6977
2011 | 3 | 29 | 11 | 148.1 | 148.1 | 995 | 6.7184
2011 | 3 | 29 | 12 | 130.6 | 130.6 | 892 | 6.83
2011 | 3 | 29 | 13 | 139.9 | 139.9 | 1004 | 7.1766
2011 | 3 | 29 | 14 | 156.9 | 156.9 | 1046 | 6.6667
2011 | 3 | 29 | 15 | 150 | 150 | 1010 | 6.7333
2011 | 3 | 29 | 16 | 151.4 | 151.4 | 1016 | 6.7107
2011 | 3 | 29 | 17 | 147.2 | 147.2 | 994 | 6.7527
2011 | 3 | 29 | 18 | 146.9 | 146.9 | 995 | 6.7733
2011 | 3 | 29 | 19 | 137 | 137 | 935 | 6.8248
2011 | 3 | 29 | 20 | 155.9 | 155.9 | 1044 | 6.6966
2011 | 3 | 29 | 21 | 168.1 | 168.1 | 1097 | 6.5259
2011 | 3 | 29 | 22 | 142.1 | 142.1 | 952 | 6.6995
2011 | 3 | 29 | 23 | 113.8 | 113.8 | 790 | 6.942
2011 | 3 | 29 | 24 | 128.7 | 128.7 | 893 | 6.9386
2011 | 3 | 30 | 1 | 153.9 | 153.9 | 1040 | 6.7576
2011 | 3 | 30 | 2 | 125.5 | 125.5 | 865 | 6.8924
2011 | 3 | 30 | 3 | 77.7 | 73.1 | 519 | 7.0999
2011 | 3 | 30 | 4 | 87.7 | 84.4 | 599 | 7.0972
2011 | 3 | 30 | 5 | 88.3 | 88.3 | 622 | 7.0442
2011 | 3 | 30 | 6 | 142.2 | 142.2 | 966 | 6.7932
2011 | 3 | 30 | 7 | 140.4 | 140.4 | 953 | 6.7877
2011 | 3 | 30 | 8 | 159 | 159 | 1053 | 6.6226
2011 | 3 | 30 | 9 | 145.8 | 145.8 | 965 | 6.6187
2011 | 3 | 30 | 10 | 149.6 | 149.6 | 992 | 6.631
2011 | 3 | 30 | 11 | 164.4 | 164.4 | 1067 | 6.4903
2011 | 3 | 30 | 12 | 147.1 | 147.1 | 975 | 6.6281
2011 | 3 | 30 | 13 | 138.7 | 138.5 | 934 | 6.7437
2011 | 3 | 30 | 14 | 126.4 | 126.3 | 860 | 6.8092
2011 | 3 | 30 | 15 | 128.5 | 128.5 | 881 | 6.856
2011 | 3 | 30 | 16 | 150 | 150 | 1012 | 6.7467
2011 | 3 | 30 | 17 | 159.7 | 159.7 | 1059 | 6.6312
2011 | 3 | 30 | 18 | 122.5 | 122.5 | 841 | 6.8653
2011 | 3 | 30 | 19 | 121.8 | 121.8 | 844 | 6.9294
2011 | 3 | 30 | 20 | 140.3 | 140.3 | 961 | 6.8496
2011 | 3 | 30 | 21 | 150.2 | 150.2 | 1020 | 6.7909
2011 | 3 | 30 | 22 | 162.1 | 162.1 | 1086 | 6.6996
2011 | 3 | 30 | 23 | 175.8 | 170.2 | 1117 | 6.5629
2011 | 3 | 30 | 24 | 166.8 | 135.7 | 917 | 6.7576
2011 | 3 | 31 | 1 | 146.4 | 135.4 | 919 | 6.7873
2011 | 3 | 31 | 2 | 109.9 | 109.9 | 763 | 6.9427
2011 | 3 | 31 | 3 | 98.8 | 98.8 | 693 | 7.0142
2011 | 3 | 31 | 4 | 102 | 102 | 719 | 7.049
2011 | 3 | 31 | 5 | 129.1 | 129.1 | 893 | 6.9171
2011 | 3 | 31 | 6 | 108.2 | 108.2 | 754 | 6.9686
2011 | 3 | 31 | 7 | 127.6 | 127.6 | 881 | 6.9044
2011 | 3 | 31 | 8 | 138.1 | 138 | 939 | 6.8043
2011 | 3 | 31 | 9 | 130.3 | 130.1 | 893 | 6.864
2011 | 3 | 31 | 10 | 148.1 | 148.1 | 1005 | 6.786
2011 | 3 | 31 | 11 | 147.4 | 147.4 | 995 | 6.7503
2011 | 3 | 31 | 12 | 152.7 | 152.7 | 1029 | 6.7387
2011 | 3 | 31 | 13 | 156.5 | 156.2 | 1062 | 6.799
2011 | 3 | 31 | 14 | 159 | 158.9 | 1058 | 6.6583
2011 | 3 | 31 | 15 | 148.1 | 148.1 | 937 | 6.3268
2011 | 3 | 31 | 16 | 134.7 | 134.7 | 923 | 6.8523
2011 | 3 | 31 | 17 | 131.1 | 131.1 | 900 | 6.865
2011 | 3 | 31 | 18 | 140.3 | 140.3 | 961 | 6.8496
2011 | 3 | 31 | 19 | 143.8 | 143.8 | 983 | 6.8359
2011 | 3 | 31 | 20 | 157 | 157 | 1055 | 6.7197
2011 | 3 | 31 | 21 | 169.3 | 169.3 | 1118 | 6.6037
2011 | 3 | 31 | 22 | 170.7 | 168.7 | 1108 | 6.5679
2011 | 3 | 31 | 23 | 178 | 164.1 | 1081 | 6.5874
2011 | 3 | 31 | 24 | 163.4 | 146.4 | 968 | 6.612
2011 | 4 | 1 | 1 | 181.6 | 113.3 | 749 | 6.6108
2011 | 4 | 1 | 2 | 166.1 | 90.9 | 605 | 6.6557
2011 | 4 | 1 | 3 | 123.2 | 109.2 | 745 | 6.8223
2011 | 4 | 1 | 4 | 138.5 | 132.8 | 903 | 6.7997
2011 | 4 | 1 | 5 | 133.5 | 133.1 | 908 | 6.8219
2011 | 4 | 1 | 6 | 122.6 | 122.3 | 842 | 6.8847
2011 | 4 | 1 | 7 | 111.8 | 111.5 | 770 | 6.9058
2011 | 4 | 1 | 8 | 121.6 | 121.3 | 835 | 6.8838
2011 | 4 | 1 | 9 | 154.6 | 154.3 | 1027 | 6.6559
2011 | 4 | 1 | 10 | 143.6 | 143.3 | 965 | 6.7341
2011 | 4 | 1 | 11 | 141.1 | 140.8 | 951 | 6.7543
2011 | 4 | 1 | 12 | 140.9 | 140.6 | 951 | 6.7639
2011 | 4 | 1 | 13 | 149.3 | 149 | 1000 | 6.7114
2011 | 4 | 1 | 14 | 134.5 | 134.2 | 913 | 6.8033
2011 | 4 | 1 | 15 | 133.9 | 133.6 | 919 | 6.8787
2011 | 4 | 1 | 16 | 143.4 | 143.1 | 975 | 6.8134
2011 | 4 | 1 | 17 | 142.5 | 142.2 | 970 | 6.8214
2011 | 4 | 1 | 18 | 146.8 | 146.5 | 996 | 6.7986
2011 | 4 | 1 | 19 | 149.3 | 144.2 | 979 | 6.7892
2011 | 4 | 1 | 20 | 142.2 | 126.3 | 861 | 6.8171
2011 | 4 | 1 | 21 | 146.4 | 132.5 | 904 | 6.8226
2011 | 4 | 1 | 22 | 151.6 | 140.9 | 957 | 6.7921
2011 | 4 | 1 | 23 | 153.1 | 125.7 | 852 | 6.778
2011 | 4 | 1 | 24 | 155.7 | 106.1 | 714 | 6.7295
2011 | 4 | 2 | 1 | 152.2 | 110 | 745 | 6.7727
2011 | 4 | 2 | 2 | 155.9 | 129.4 | 876 | 6.7697
2011 | 4 | 2 | 3 | 153.8 | 134.7 | 912 | 6.7706
2011 | 4 | 2 | 4 | 142.3 | 134.3 | 917 | 6.828
2011 | 4 | 2 | 5 | 139.8 | 136.5 | 932 | 6.8278
2011 | 4 | 2 | 6 | 131.4 | 131.1 | 899 | 6.8574
2011 | 4 | 2 | 7 | 126.3 | 126 | 865 | 6.8651
2011 | 4 | 2 | 8 | 136 | 133.9 | 921 | 6.8783
2011 | 4 | 2 | 9 | 174.9 | 168.9 | 1102 | 6.5246
2011 | 4 | 2 | 10 | 155.9 | 155.6 | 1036 | 6.6581
2011 | 4 | 2 | 11 | 139.9 | 139.6 | 950 | 6.8052
2011 | 4 | 2 | 12 | 174.5 | 174.2 | 1138 | 6.5327
2011 | 4 | 2 | 13 | 151.9 | 151.6 | 1018 | 6.715
2011 | 4 | 2 | 14 | 151.7 | 141.1 | 953 | 6.7541
2011 | 4 | 2 | 15 | 158 | 135.1 | 911 | 6.7432
2011 | 4 | 2 | 16 | 155 | 132.1 | 890 | 6.7373
2011 | 4 | 2 | 17 | 172.2 | 167.4 | 1098 | 6.5591
2011 | 4 | 2 | 18 | 163.1 | 162.8 | 1074 | 6.5971
2011 | 4 | 2 | 19 | 126.7 | 126.4 | 861 | 6.8117
2011 | 4 | 2 | 20 | 164.7 | 164.4 | 1079 | 6.5633
2011 | 4 | 2 | 21 | 173.4 | 173.1 | 1107 | 6.3951
2011 | 4 | 2 | 22 | 151.7 | 151.3 | 999 | 6.6028
2011 | 4 | 2 | 23 | 129.5 | 129.1 | 874 | 6.7699
2011 | 4 | 2 | 24 | 122.3 | 122 | 838 | 6.8689
2011 | 4 | 3 | 1 | 136.8 | 136.5 | 936 | 6.8571
2011 | 4 | 3 | 2 | 136.1 | 126.1 | 865 | 6.8596
2011 | 4 | 3 | 3 | 171.1 | 170.8 | 1119 | 6.5515
2011 | 4 | 3 | 4 | 147.9 | 147.6 | 994 | 6.7344
2011 | 4 | 3 | 5 | 176.1 | 175.7 | 1134 | 6.4542
2011 | 4 | 3 | 6 | 172.4 | 172 | 1095 | 6.3663
2011 | 4 | 3 | 7 | 118.4 | 118 | 802 | 6.7966
2011 | 4 | 3 | 8 | 135.8 | 135.5 | 918 | 6.7749
2011 | 4 | 3 | 9 | 141.2 | 140.9 | 946 | 6.714
2011 | 4 | 3 | 10 | 116 | 115.7 | 787 | 6.8021
2011 | 4 | 3 | 11 | 124.1 | 123.8 | 847 | 6.8417
2011 | 4 | 3 | 12 | 100.4 | 100.1 | 688 | 6.8731
2011 | 4 | 3 | 13 | 123.7 | 123.4 | 839 | 6.799
2011 | 4 | 3 | 14 | 134.7 | 124.3 | 843 | 6.782
2011 | 4 | 3 | 15 | 136.1 | 124.4 | 846 | 6.8006
2011 | 4 | 3 | 16 | 156.2 | 144.5 | 972 | 6.7266
2011 | 4 | 3 | 17 | 170.9 | 159.2 | 1050 | 6.5955
2011 | 4 | 3 | 18 | 162.5 | 150.8 | 996 | 6.6048
2011 | 4 | 3 | 19 | 182.2 | 170.5 | 1101 | 6.4575
2011 | 4 | 3 | 20 | 180 | 168.4 | 1084 | 6.4371
2011 | 4 | 3 | 21 | 172 | 160.4 | 1037 | 6.4651
2011 | 4 | 3 | 22 | 155.6 | 133.4 | 863 | 6.4693
2011 | 4 | 3 | 23 | 184.7 | 121.5 | 781 | 6.428
2011 | 4 | 3 | 24 | 197.5 | 134.2 | 830 | 6.1848
2011 | 4 | 4 | 1 | 188.3 | 125 | 788 | 6.304
2011 | 4 | 4 | 2 | 168.8 | 130.2 | 823 | 6.321
2011 | 4 | 4 | 3 | 127 | 126.7 | 831 | 6.5588
2011 | 4 | 4 | 4 | 138.9 | 128.4 | 838 | 6.5265
2011 | 4 | 4 | 5 | 142.9 | 120.1 | 791 | 6.5862
2011 | 4 | 4 | 6 | 153 | 129.2 | 836 | 6.4706
2011 | 4 | 4 | 7 | 201.8 | 163.4 | 1045 | 6.3953
2011 | 4 | 4 | 8 | 209.9 | 187.6 | 1166 | 6.2154
2011 | 4 | 4 | 9 | 185.3 | 163 | 1056 | 6.4785
2011 | 4 | 4 | 10 | 177.3 | 169.8 | 1079 | 6.3545
2011 | 4 | 4 | 11 | 154.9 | 154.6 | 1027 | 6.6429
2011 | 4 | 4 | 12 | 167.3 | 167 | 1092 | 6.5389
2011 | 4 | 4 | 13 | 160.1 | 159.7 | 1050 | 6.5748
2011 | 4 | 4 | 14 | 141.6 | 141.2 | 955 | 6.7635
2011 | 4 | 4 | 15 | 137.4 | 137 | 925 | 6.7518
2011 | 4 | 4 | 16 | 149.2 | 148.8 | 1003 | 6.7406
2011 | 4 | 4 | 17 | 162.6 | 162.2 | 1075 | 6.6276
2011 | 4 | 4 | 18 | 173.1 | 172.7 | 1123 | 6.5026
2011 | 4 | 4 | 19 | 165.5 | 165.1 | 1079 | 6.5354
2011 | 4 | 4 | 20 | 156.7 | 156.3 | 1034 | 6.6155
2011 | 4 | 4 | 21 | 139.8 | 139.4 | 937 | 6.7217
2011 | 4 | 4 | 22 | 129.4 | 129 | 849 | 6.5814
2011 | 4 | 4 | 23 | 125.5 | 125.1 | 830 | 6.6347
2011 | 4 | 4 | 24 | 119.4 | 119 | 799 | 6.7143
2011 | 4 | 5 | 1 | 117.5 | 117.1 | 789 | 6.7378
2011 | 4 | 5 | 2 | 96.7 | 96.3 | 667 | 6.9263
2011 | 4 | 5 | 3 | 117 | 116.7 | 790 | 6.7695
2011 | 4 | 5 | 4 | 131 | 130.7 | 857 | 6.557
2011 | 4 | 5 | 5 | 132.9 | 132.6 | 869 | 6.5535
2011 | 4 | 5 | 6 | 154.1 | 137.5 | 890 | 6.4727
2011 | 4 | 5 | 7 | 187.9 | 170.7 | 1073 | 6.2859
2011 | 4 | 5 | 8 | 195.1 | 194.8 | 1214 | 6.232
2011 | 4 | 5 | 9 | 177.7 | 177.4 | 1139 | 6.4205
2011 | 4 | 5 | 10 | 166.4 | 166.1 | 1082 | 6.5141
2011 | 4 | 5 | 11 | 164.4 | 164.1 | 1078 | 6.5692
2011 | 4 | 5 | 12 | 151 | 150.7 | 1006 | 6.6755
2011 | 4 | 5 | 13 | 163.9 | 163.5 | 1078 | 6.5933
2011 | 4 | 5 | 14 | 166.4 | 166.1 | 1082 | 6.5141
2011 | 4 | 5 | 15 | 156.7 | 156.4 | 1035 | 6.6176
2011 | 4 | 5 | 16 | 137.1 | 136.8 | 922 | 6.7398
2011 | 4 | 5 | 17 | 115.6 | 115.2 | 789 | 6.849
2011 | 4 | 5 | 18 | 121.4 | 121 | 827 | 6.8347
2011 | 4 | 5 | 19 | 123.5 | 123.1 | 845 | 6.8643
2011 | 4 | 5 | 20 | 150.6 | 150.2 | 1009 | 6.7177
2011 | 4 | 5 | 21 | 156.2 | 155.8 | 1035 | 6.6431
2011 | 4 | 5 | 22 | 139.8 | 139.4 | 915 | 6.5638
2011 | 4 | 5 | 23 | 134.4 | 134 | 881 | 6.5746
2011 | 4 | 5 | 24 | 133.8 | 133.5 | 881 | 6.5993
2011 | 4 | 6 | 1 | 132.9 | 132.5 | 878 | 6.6264
2011 | 4 | 6 | 2 | 126 | 125.6 | 854 | 6.7994
2011 | 4 | 6 | 3 | 140.1 | 139.7 | 927 | 6.6356
2011 | 4 | 6 | 4 | 141.9 | 141.6 | 934 | 6.596
2011 | 4 | 6 | 5 | 142 | 141.7 | 927 | 6.542
2011 | 4 | 6 | 6 | 154.6 | 154.3 | 1011 | 6.5522
2011 | 4 | 6 | 7 | 161.5 | 161.2 | 1068 | 6.6253
2011 | 4 | 6 | 8 | 183.5 | 183.2 | 1158 | 6.321
2011 | 4 | 6 | 9 | 174.6 | 174.3 | 1116 | 6.4028
2011 | 4 | 6 | 10 | 174.6 | 174.3 | 1063 | 6.0987
2011 | 4 | 6 | 11 | 175.6 | 175.3 | 1123 | 6.4062
2011 | 4 | 6 | 12 | 153.4 | 153.1 | 1013 | 6.6166
2011 | 4 | 6 | 13 | 147.7 | 147.4 | 984 | 6.6757
2011 | 4 | 6 | 14 | 129.6 | 129.3 | 881 | 6.8136
2011 | 4 | 6 | 15 | 117.5 | 117.2 | 803 | 6.8515
2011 | 4 | 6 | 16 | 110.2 | 109.8 | 756 | 6.8852
2011 | 4 | 6 | 17 | 122.2 | 121.8 | 913 | 7.4959
2011 | 4 | 6 | 18 | 174.1 | 173.7 | 1128 | 6.494
2011 | 4 | 6 | 19 | 172 | 171.6 | 1117 | 6.5093
2011 | 4 | 6 | 20 | 162.4 | 162 | 1066 | 6.5802
2011 | 4 | 6 | 21 | 165.6 | 165.2 | 1071 | 6.4831
2011 | 4 | 6 | 22 | 136.9 | 136.5 | 903 | 6.6154
2011 | 4 | 6 | 23 | 139.9 | 139.5 | 923 | 6.6165
2011 | 4 | 6 | 24 | 141.6 | 141.3 | 934 | 6.61
2011 | 4 | 7 | 1 | 135.1 | 118.6 | 811 | 6.8381
2011 | 4 | 7 | 2 | 164.8 | 96.8 | 652 | 6.7355
2011 | 4 | 7 | 3 | 178.2 | 106.2 | 714 | 6.7232
2011 | 4 | 7 | 4 | 183 | 131.9 | 888 | 6.7324
2011 | 4 | 7 | 5 | 203.9 | 148.1 | 954 | 6.4416
2011 | 4 | 7 | 6 | 187.5 | 167.9 | 1078 | 6.4205
2011 | 4 | 7 | 7 | 178.2 | 177.9 | 1142 | 6.4193
2011 | 4 | 7 | 8 | 185.3 | 185 | 1173 | 6.3405
2011 | 4 | 7 | 9 | 178.1 | 177.8 | 1141 | 6.4173
2011 | 4 | 7 | 10 | 159.4 | 159.1 | 1057 | 6.6436
2011 | 4 | 7 | 11 | 187.7 | 187.4 | 1183 | 6.3127
2011 | 4 | 7 | 12 | 152.4 | 152.1 | 1007 | 6.6206
2011 | 4 | 7 | 13 | 152.9 | 152.5 | 1015 | 6.6557
2011 | 4 | 7 | 14 | 111.3 | 110.9 | 756 | 6.817
2011 | 4 | 7 | 15 | 94.4 | 94 | 655 | 6.9681
2011 | 4 | 7 | 16 | 89 | 88.6 | 622 | 7.0203
2011 | 4 | 7 | 17 | 130.5 | 130.1 | 897 | 6.8947
2011 | 4 | 7 | 18 | 143.7 | 143.3 | 975 | 6.8039
2011 | 4 | 7 | 19 | 136.5 | 136.2 | 926 | 6.7988
2011 | 4 | 7 | 20 | 134.9 | 134.5 | 916 | 6.8104
2011 | 4 | 7 | 21 | 153.9 | 153.5 | 1031 | 6.7166
2011 | 4 | 7 | 22 | 139.6 | 138.8 | 931 | 6.7075
2011 | 4 | 7 | 23 | 160.1 | 139.8 | 920 | 6.5808
2011 | 4 | 7 | 24 | 165.1 | 144.6 | 944 | 6.5284
2011 | 4 | 8 | 1 | 156.7 | 149.2 | 975 | 6.5349
2011 | 4 | 8 | 2 | 215 | 166.7 | 1039 | 6.2328
2011 | 4 | 8 | 3 | 210.6 | 166.6 | 1031 | 6.1885
2011 | 4 | 8 | 4 | 174.8 | 164.3 | 1044 | 6.3542
2011 | 4 | 8 | 5 | 162.5 | 162.2 | 1050 | 6.4735
2011 | 4 | 8 | 6 | 161.6 | 161.3 | 1050 | 6.5096
2011 | 4 | 8 | 7 | 176.3 | 165.1 | 1063 | 6.4385
2011 | 4 | 8 | 8 | 176.6 | 170.5 | 1120 | 6.5689
2011 | 4 | 8 | 9 | 167.9 | 167.6 | 1101 | 6.5692
2011 | 4 | 8 | 10 | 162.3 | 162 | 1070 | 6.6049
2011 | 4 | 8 | 11 | 152.5 | 152.2 | 1018 | 6.6886
2011 | 4 | 8 | 12 | 150.5 | 150.2 | 1010 | 6.7244
2011 | 4 | 8 | 13 | 157.8 | 157.5 | 1052 | 6.6794
2011 | 4 | 8 | 14 | 147.8 | 147.5 | 993 | 6.7322
2011 | 4 | 8 | 15 | 141.3 | 141 | 958 | 6.7943
2011 | 4 | 8 | 16 | 139.7 | 139.3 | 949 | 6.8126
2011 | 4 | 8 | 17 | 152.9 | 152.5 | 1025 | 6.7213
2011 | 4 | 8 | 18 | 158.6 | 158.2 | 1057 | 6.6814
2011 | 4 | 8 | 19 | 169.1 | 168.7 | 1107 | 6.5619
2011 | 4 | 8 | 20 | 155.7 | 155.3 | 1036 | 6.671
2011 | 4 | 8 | 21 | 166.7 | 166.3 | 1094 | 6.5785
2011 | 4 | 8 | 22 | 149.5 | 149.1 | 1000 | 6.7069
2011 | 4 | 8 | 23 | 141.3 | 140.9 | 953 | 6.7637
2011 | 4 | 8 | 24 | 151.4 | 151 | 1017 | 6.7351
2011 | 4 | 9 | 1 | 160.3 | 159.9 | 1064 | 6.6542
2011 | 4 | 9 | 2 | 170.3 | 169.9 | 1113 | 6.5509
2011 | 4 | 9 | 3 | 165.3 | 164.9 | 1087 | 6.5919
2011 | 4 | 9 | 4 | 157.5 | 157.1 | 1045 | 6.6518
2011 | 4 | 9 | 5 | 160.2 | 159.8 | 1064 | 6.6583
2011 | 4 | 9 | 6 | 163.8 | 163.4 | 1080 | 6.6095
2011 | 4 | 9 | 7 | 154.7 | 154.3 | 1032 | 6.6883
2011 | 4 | 9 | 8 | 169.8 | 169.5 | 1111 | 6.5546
2011 | 4 | 9 | 9 | 168.5 | 168.2 | 1103 | 6.5577
2011 | 4 | 9 | 10 | 165.7 | 165.4 | 1086 | 6.5659
2011 | 4 | 9 | 11 | 169.8 | 169.5 | 1112 | 6.5605
2011 | 4 | 9 | 12 | 170.3 | 170 | 1113 | 6.5471
2011 | 4 | 9 | 13 | 174 | 173.7 | 1133 | 6.5227
2011 | 4 | 9 | 14 | 170.7 | 170.4 | 1117 | 6.5552
2011 | 4 | 9 | 15 | 170.2 | 169.9 | 1113 | 6.5509
2011 | 4 | 9 | 16 | 159.8 | 159.5 | 1059 | 6.6395
2011 | 4 | 9 | 17 | 161.4 | 161.1 | 1074 | 6.6667
2011 | 4 | 9 | 18 | 169.2 | 168.9 | 1110 | 6.5719
2011 | 4 | 9 | 19 | 166.1 | 165.7 | 1093 | 6.5963
2011 | 4 | 9 | 20 | 170.6 | 170.2 | 1111 | 6.5276
2011 | 4 | 9 | 21 | 177.2 | 176.8 | 1141 | 6.4536
2011 | 4 | 9 | 22 | 158.9 | 158.5 | 1052 | 6.6372
2011 | 4 | 9 | 23 | 159.8 | 159.4 | 1068 | 6.7001
2011 | 4 | 9 | 24 | 153.2 | 152.9 | 1022 | 6.6841
2011 | 4 | 10 | 1 | 149.7 | 149.3 | 1006 | 6.7381
2011 | 4 | 10 | 2 | 136.1 | 135.7 | 924 | 6.8091
2011 | 4 | 10 | 3 | 127 | 126.6 | 865 | 6.8325
2011 | 4 | 10 | 4 | 129.9 | 129.5 | 889 | 6.8649
2011 | 4 | 10 | 5 | 154.7 | 154.3 | 1037 | 6.7207
2011 | 4 | 10 | 6 | 163.3 | 162.9 | 1078 | 6.6176
2011 | 4 | 10 | 7 | 163.7 | 163.3 | 1079 | 6.6075
2011 | 4 | 10 | 8 | 178 | 177.7 | 1143 | 6.4322
2011 | 4 | 10 | 9 | 163.6 | 163.3 | 1069 | 6.5462
2011 | 4 | 10 | 10 | 162.8 | 162.5 | 1069 | 6.5785
2011 | 4 | 10 | 11 | 160.2 | 159.9 | 1057 | 6.6104
2011 | 4 | 10 | 12 | 165.8 | 165.5 | 1085 | 6.5559
2011 | 4 | 10 | 13 | 161.9 | 161.5 | 1066 | 6.6006
2011 | 4 | 10 | 14 | 177.5 | 177.1 | 1139 | 6.4314
2011 | 4 | 10 | 15 | 164.2 | 163.8 | 1076 | 6.569
2011 | 4 | 10 | 16 | 165.6 | 165.2 | 1091 | 6.6041
2011 | 4 | 10 | 17 | 164.3 | 163.9 | 1077 | 6.5711
2011 | 4 | 10 | 18 | 165.4 | 165 | 1084 | 6.5697
2011 | 4 | 10 | 19 | 161.8 | 161.4 | 1064 | 6.5923
2011 | 4 | 10 | 20 | 159.6 | 159.2 | 1054 | 6.6206
2011 | 4 | 10 | 21 | 168.7 | 168.3 | 1102 | 6.5478
2011 | 4 | 10 | 22 | 156 | 155.6 | 1035 | 6.6517
2011 | 4 | 10 | 23 | 153.1 | 152.7 | 1019 | 6.6732
2011 | 4 | 10 | 24 | 152.1 | 151.7 | 1016 | 6.6974
2011 | 4 | 11 | 1 | 153.1 | 152.7 | 1019 | 6.6732
2011 | 4 | 11 | 2 | 160 | 159.6 | 1061 | 6.6479
2011 | 4 | 11 | 3 | 157.3 | 156.9 | 1043 | 6.6475
2011 | 4 | 11 | 4 | 164.3 | 163.9 | 1081 | 6.5955
2011 | 4 | 11 | 5 | 170.5 | 170.1 | 1111 | 6.5315
2011 | 4 | 11 | 6 | 162.4 | 162 | 1066 | 6.5802
2011 | 4 | 11 | 7 | 170.3 | 169.9 | 1110 | 6.5333
2011 | 4 | 11 | 8 | 163.7 | 163.4 | 1073 | 6.5667
2011 | 4 | 11 | 9 | 144.5 | 144.2 | 973 | 6.7476
2011 | 4 | 11 | 10 | 153.8 | 153.5 | 1028 | 6.6971
2011 | 4 | 11 | 11 | 146 | 145.7 | 979 | 6.7193
2011 | 4 | 11 | 12 | 132.9 | 132.6 | 902 | 6.8024
2011 | 4 | 11 | 13 | 139 | 138.6 | 933 | 6.7316
2011 | 4 | 11 | 14 | 143.5 | 143.1 | 967 | 6.7575
2011 | 4 | 11 | 15 | 147.1 | 146.8 | 987 | 6.7234
2011 | 4 | 11 | 16 | 144.3 | 143.9 | 970 | 6.7408
2011 | 4 | 11 | 17 | 141.8 | 141.4 | 953 | 6.7397
2011 | 4 | 11 | 18 | 144.4 | 144 | 973 | 6.7569
2011 | 4 | 11 | 19 | 144.6 | 144.2 | 973 | 6.7476
2011 | 4 | 11 | 20 | 160.7 | 160.3 | 1061 | 6.6188
2011 | 4 | 11 | 21 | 178.9 | 178.6 | 1138 | 6.3718
2011 | 4 | 11 | 22 | 155.4 | 155.1 | 1022 | 6.5893
2011 | 4 | 11 | 23 | 146.8 | 146.4 | 981 | 6.7008
2011 | 4 | 11 | 24 | 148.8 | 148.4 | 997 | 6.7183
2011 | 4 | 12 | 1 | 143.9 | 143.5 | 969 | 6.7526
2011 | 4 | 12 | 2 | 136.9 | 136.5 | 921 | 6.7473
2011 | 4 | 12 | 3 | 150.2 | 149.8 | 1006 | 6.7156
2011 | 4 | 12 | 4 | 144.7 | 144.3 | 972 | 6.736
2011 | 4 | 12 | 5 | 159.1 | 158.7 | 1052 | 6.6289
2011 | 4 | 12 | 6 | 163.9 | 163.5 | 1074 | 6.5688
2011 | 4 | 12 | 7 | 167.4 | 167 | 1095 | 6.5569
2011 | 4 | 12 | 8 | 175.7 | 175.4 | 1129 | 6.4367
2011 | 4 | 12 | 9 | 177.5 | 177.2 | 1142 | 6.4447
2011 | 4 | 12 | 10 | 181.6 | 181.3 | 1155 | 6.3707
2011 | 4 | 12 | 11 | 181.1 | 180.8 | 1146 | 6.3385
2011 | 4 | 12 | 12 | 180.2 | 179.9 | 1134 | 6.3035
2011 | 4 | 12 | 13 | 179.3 | 179 | 1121 | 6.2626
2011 | 4 | 12 | 14 | 137.7 | 137.4 | 888 | 6.4629
2011 | 4 | 12 | 15 | 119.7 | 119.4 | 798 | 6.6834
2011 | 4 | 12 | 16 | 122 | 121.7 | 835 | 6.8611
2011 | 4 | 12 | 17 | 121.1 | 120.8 | 816 | 6.755
2011 | 4 | 12 | 18 | 115.9 | 115.6 | 787 | 6.808
2011 | 4 | 12 | 19 | 133.9 | 133.6 | 909 | 6.8039
2011 | 4 | 12 | 20 | 165.6 | 165.2 | 1087 | 6.5799
2011 | 4 | 12 | 21 | 171.7 | 171.3 | 1116 | 6.5149
2011 | 4 | 12 | 22 | 160.6 | 160.2 | 1057 | 6.598
2011 | 4 | 12 | 23 | 160.1 | 159.7 | 1060 | 6.6374
2011 | 4 | 12 | 24 | 163.2 | 162.8 | 1075 | 6.6032
2011 | 4 | 13 | 1 | 178.2 | 177.8 | 1143 | 6.4286
2011 | 4 | 13 | 2 | 175.3 | 174.9 | 1132 | 6.4723
2011 | 4 | 13 | 3 | 177.8 | 177.4 | 1146 | 6.46
2011 | 4 | 13 | 4 | 175.5 | 175.1 | 1132 | 6.4649
2011 | 4 | 13 | 5 | 165 | 164.6 | 1083 | 6.5796
2011 | 4 | 13 | 6 | 147 | 146.6 | 982 | 6.6985
2011 | 4 | 13 | 7 | 142.9 | 142.5 | 963 | 6.7579
2011 | 4 | 13 | 8 | 151.6 | 151.3 | 1013 | 6.6953
2011 | 4 | 13 | 9 | 184.1 | 183.8 | 1169 | 6.3602
2011 | 4 | 13 | 10 | 177.7 | 177.4 | 1124 | 6.336
2011 | 4 | 13 | 11 | 163.5 | 163.2 | 1056 | 6.4706
2011 | 4 | 13 | 12 | 129.5 | 129.2 | 851 | 6.5867
2011 | 4 | 13 | 13 | 119.9 | 119.6 | 810 | 6.7726
2011 | 4 | 13 | 14 | 121.8 | 121.4 | 831 | 6.8451
2011 | 4 | 13 | 15 | 162.4 | 162 | 1076 | 6.642
2011 | 4 | 13 | 16 | 162 | 161.6 | 1070 | 6.6213
2011 | 4 | 13 | 17 | 149.1 | 148.7 | 999 | 6.7182
2011 | 4 | 13 | 18 | 151.3 | 150.9 | 1011 | 6.6998
2011 | 4 | 13 | 19 | 122.8 | 122.4 | 832 | 6.7974
2011 | 4 | 13 | 20 | 133 | 132.6 | 903 | 6.81
2011 | 4 | 13 | 21 | 156.5 | 156.2 | 1040 | 6.6581
2011 | 4 | 13 | 22 | 146.6 | 146.2 | 982 | 6.7168
2011 | 4 | 13 | 23 | 157.3 | 156.9 | 1042 | 6.6412
2011 | 4 | 13 | 24 | 171.7 | 171.3 | 1117 | 6.5207
2011 | 4 | 14 | 1 | 172.4 | 172 | 1115 | 6.4826
2011 | 4 | 14 | 2 | 155.4 | 155 | 1028 | 6.6323
2011 | 4 | 14 | 3 | 150.9 | 150.5 | 1008 | 6.6977
2011 | 4 | 14 | 4 | 131.8 | 131.4 | 894 | 6.8037
2011 | 4 | 14 | 5 | 132.6 | 132.2 | 904 | 6.8381
2011 | 4 | 14 | 6 | 145.9 | 145.5 | 979 | 6.7285
2011 | 4 | 14 | 7 | 157.9 | 157.5 | 1044 | 6.6286
2011 | 4 | 14 | 8 | 162.6 | 162.3 | 1068 | 6.5804
2011 | 4 | 14 | 9 | 152.5 | 152.2 | 1017 | 6.682
2011 | 4 | 14 | 10 | 167 | 166.7 | 1095 | 6.5687
2011 | 4 | 14 | 11 | 180.9 | 180.6 | 1152 | 6.3787
2011 | 4 | 14 | 12 | 164.2 | 163.9 | 1074 | 6.5528
2011 | 4 | 14 | 13 | 152.9 | 152.5 | 1022 | 6.7016
2011 | 4 | 14 | 14 | 159 | 158.6 | 1055 | 6.652
2011 | 4 | 14 | 15 | 141.4 | 141 | 954 | 6.766
2011 | 4 | 14 | 16 | 149 | 148.7 | 994 | 6.6846
2011 | 4 | 14 | 17 | 124.4 | 124 | 845 | 6.8145
2011 | 4 | 14 | 18 | 122.4 | 122 | 834 | 6.8361
2011 | 4 | 14 | 19 | 122.2 | 121.8 | 836 | 6.8637
2011 | 4 | 14 | 20 | 125.2 | 124.8 | 858 | 6.875
2011 | 4 | 14 | 21 | 118.6 | 118.2 | 807 | 6.8274
2011 | 4 | 14 | 22 | 118.6 | 118.2 | 813 | 6.8782
2011 | 4 | 14 | 23 | 144.7 | 144.3 | 984 | 6.8191
2011 | 4 | 14 | 24 | 143.5 | 143.1 | 967 | 6.7575
2011 | 4 | 15 | 1 | 135.6 | 135.2 | 917 | 6.7825
2011 | 4 | 15 | 2 | 141.8 | 141.4 | 960 | 6.7893
2011 | 4 | 15 | 3 | 147.4 | 147 | 992 | 6.7483
2011 | 4 | 15 | 4 | 147 | 146.6 | 986 | 6.7258
2011 | 4 | 15 | 5 | 133.9 | 133.6 | 901 | 6.744
2011 | 4 | 15 | 6 | 121.1 | 120.7 | 824 | 6.8268
2011 | 4 | 15 | 7 | 143.1 | 142.7 | 969 | 6.7905
2011 | 4 | 15 | 8 | 135.9 | 135.6 | 918 | 6.7699
2011 | 4 | 15 | 9 | 129.9 | 129.6 | 882 | 6.8056
2011 | 4 | 15 | 10 | 135.2 | 134.9 | 920 | 6.8199
2011 | 4 | 15 | 11 | 158.5 | 158.2 | 1052 | 6.6498
2011 | 4 | 15 | 12 | 149.1 | 148.8 | 999 | 6.7137
2011 | 4 | 15 | 13 | 153.2 | 152.8 | 1046 | 6.8455
2011 | 4 | 15 | 14 | 158.4 | 158.1 | 1052 | 6.654
2011 | 4 | 15 | 15 | 143 | 142.7 | 966 | 6.7694
2011 | 4 | 15 | 16 | 146.3 | 146 | 987 | 6.7603
2011 | 4 | 15 | 17 | 145.5 | 145.1 | 981 | 6.7609
2011 | 4 | 15 | 18 | 153.4 | 153 | 1025 | 6.6993
2011 | 4 | 15 | 19 | 140.1 | 139.7 | 948 | 6.786
2011 | 4 | 15 | 20 | 138.4 | 138.1 | 942 | 6.8211
2011 | 4 | 15 | 21 | 140.9 | 140.6 | 956 | 6.7994
2011 | 4 | 15 | 22 | 142.3 | 142 | 965 | 6.7958
2011 | 4 | 15 | 23 | 152.9 | 152.6 | 1024 | 6.7104
2011 | 4 | 15 | 24 | 144.8 | 144.5 | 979 | 6.7751
2011 | 4 | 16 | 1 | 131.3 | 131 | 901 | 6.8779
2011 | 4 | 16 | 2 | 138.1 | 137.8 | 948 | 6.8795
2011 | 4 | 16 | 3 | 139.8 | 139.5 | 955 | 6.8459
2011 | 4 | 16 | 4 | 127.7 | 127.4 | 872 | 6.8446
2011 | 4 | 16 | 5 | 118.7 | 118.4 | 814 | 6.875
2011 | 4 | 16 | 6 | 108.9 | 108.5 | 755 | 6.9585
2011 | 4 | 16 | 7 | 129 | 128.7 | 891 | 6.9231
2011 | 4 | 16 | 8 | 127.6 | 127.3 | 870 | 6.8342
2011 | 4 | 16 | 9 | 137.2 | 136.9 | 921 | 6.7275
2011 | 4 | 16 | 10 | 122.9 | 122.6 | 837 | 6.8271
2011 | 4 | 16 | 11 | 149.5 | 149.2 | 1004 | 6.7292
2011 | 4 | 16 | 12 | 148.8 | 148.5 | 1002 | 6.7475
2011 | 4 | 16 | 13 | 145.3 | 145 | 982 | 6.7724
2011 | 4 | 16 | 14 | 139.2 | 138.8 | 944 | 6.8012
2011 | 4 | 16 | 15 | 128.1 | 127.7 | 878 | 6.8755
2011 | 4 | 16 | 16 | 128.3 | 127.9 | 878 | 6.8647
2011 | 4 | 16 | 17 | 121.2 | 120.9 | 828 | 6.8486
2011 | 4 | 16 | 18 | 122 | 121.7 | 831 | 6.8283
2011 | 4 | 16 | 19 | 147.8 | 147.5 | 988 | 6.6983
2011 | 4 | 16 | 20 | 129.9 | 129.6 | 880 | 6.7901
2011 | 4 | 16 | 21 | 135.8 | 135.5 | 919 | 6.7823
2011 | 4 | 16 | 22 | 120 | 119.7 | 816 | 6.817
2011 | 4 | 16 | 23 | 135.5 | 135.1 | 921 | 6.8172
2011 | 4 | 16 | 24 | 118.6 | 118.2 | 814 | 6.8866
2011 | 4 | 17 | 1 | 120.3 | 119.9 | 827 | 6.8974
2011 | 4 | 17 | 2 | 91.5 | 91.1 | 635 | 6.9704
2011 | 4 | 17 | 3 | 107.9 | 107.5 | 749 | 6.9674
2011 | 4 | 17 | 4 | 119.7 | 119.3 | 826 | 6.9237
2011 | 4 | 17 | 5 | 134.3 | 133.9 | 918 | 6.8559
2011 | 4 | 17 | 6 | 132.1 | 131.7 | 899 | 6.8261
2011 | 4 | 17 | 7 | 105.4 | 105 | 725 | 6.9048
2011 | 4 | 17 | 8 | 121.2 | 120.9 | 835 | 6.9065
2011 | 4 | 17 | 9 | 142.5 | 142.2 | 963 | 6.7722
2011 | 4 | 17 | 10 | 147.6 | 147.3 | 991 | 6.7278
2011 | 4 | 17 | 11 | 143.3 | 143 | 969 | 6.7762
2011 | 4 | 17 | 12 | 136 | 135.7 | 926 | 6.8239
2011 | 4 | 17 | 13 | 121.8 | 121.4 | 832 | 6.8534
2011 | 4 | 17 | 14 | 115.1 | 114.7 | 793 | 6.9137
2011 | 4 | 17 | 15 | 124.6 | 124.2 | 858 | 6.9082
2011 | 4 | 17 | 16 | 130.1 | 129.7 | 892 | 6.8774
2011 | 4 | 17 | 17 | 131.1 | 130.7 | 898 | 6.8707
2011 | 4 | 17 | 18 | 130.8 | 130.4 | 893 | 6.8482
2011 | 4 | 17 | 19 | 132.2 | 131.8 | 902 | 6.8437
2011 | 4 | 17 | 20 | 136.4 | 136 | 927 | 6.8162
2011 | 4 | 17 | 21 | 166.6 | 166.3 | 1094 | 6.5785
2011 | 4 | 17 | 22 | 149.8 | 149.5 | 990 | 6.6221
2011 | 4 | 17 | 23 | 130.9 | 130.5 | 889 | 6.8123
2011 | 4 | 17 | 24 | 131.1 | 130.7 | 896 | 6.8554
2011 | 4 | 18 | 1 | 141.7 | 141.4 | 951 | 6.7256
2011 | 4 | 18 | 2 | 142.3 | 142 | 957 | 6.7394
2011 | 4 | 18 | 3 | 161.3 | 161 | 1062 | 6.5963
2011 | 4 | 18 | 4 | 152.2 | 151.9 | 1009 | 6.6425
2011 | 4 | 18 | 5 | 135.4 | 135.1 | 905 | 6.6987
2011 | 4 | 18 | 6 | 119.2 | 118.9 | 805 | 6.7704
2011 | 4 | 18 | 7 | 131.7 | 131.4 | 881 | 6.7047
2011 | 4 | 18 | 8 | 127.5 | 127.2 | 862 | 6.7767
2011 | 4 | 18 | 9 | 116.9 | 116.6 | 798 | 6.8439
2011 | 4 | 18 | 10 | 145.2 | 144.9 | 975 | 6.7288
2011 | 4 | 18 | 11 | 128 | 127.7 | 864 | 6.7659
2011 | 4 | 18 | 12 | 132.5 | 132.2 | 894 | 6.7625
2011 | 4 | 18 | 13 | 146.8 | 146.5 | 981 | 6.6962
2011 | 4 | 18 | 14 | 143.5 | 143.2 | 941 | 6.5712
2011 | 4 | 18 | 15 | 121.1 | 120.8 | 822 | 6.8046
2011 | 4 | 18 | 16 | 115.5 | 115.2 | 784 | 6.8056
2011 | 4 | 18 | 17 | 104.8 | 104.5 | 717 | 6.8612
2011 | 4 | 18 | 18 | 134.7 | 134.4 | 911 | 6.7783
2011 | 4 | 18 | 19 | 127.1 | 126.8 | 863 | 6.806
2011 | 4 | 18 | 20 | 131 | 130.7 | 886 | 6.7789
2011 | 4 | 18 | 21 | 167 | 166.7 | 1069 | 6.4127
2011 | 4 | 18 | 22 | 125.9 | 125.6 | 836 | 6.6561
2011 | 4 | 18 | 23 | 110.8 | 110.5 | 757 | 6.8507
2011 | 4 | 18 | 24 | 143.5 | 143.2 | 965 | 6.7388
2011 | 4 | 19 | 1 | 122.4 | 122.1 | 826 | 6.7649
2011 | 4 | 19 | 2 | 114.7 | 114.4 | 782 | 6.8357
2011 | 4 | 19 | 3 | 118.1 | 117.8 | 804 | 6.8251
2011 | 4 | 19 | 4 | 120.2 | 119.9 | 820 | 6.839
2011 | 4 | 19 | 5 | 126.1 | 125.8 | 858 | 6.8203
2011 | 4 | 19 | 6 | 116.2 | 115.9 | 791 | 6.8248
2011 | 4 | 19 | 7 | 118.4 | 118.1 | 806 | 6.8247
2011 | 4 | 19 | 8 | 133.9 | 133.6 | 902 | 6.7515
2011 | 4 | 19 | 9 | 133.5 | 133.2 | 901 | 6.7643
2011 | 4 | 19 | 10 | 136.1 | 135.8 | 926 | 6.8189
2011 | 4 | 19 | 11 | 136.6 | 136.3 | 925 | 6.7865
2011 | 4 | 19 | 12 | 139.5 | 139.2 | 942 | 6.7672
2011 | 4 | 19 | 13 | 148.9 | 148.6 | 997 | 6.7093
2011 | 4 | 19 | 14 | 153.5 | 153.1 | 1022 | 6.6754
2011 | 4 | 19 | 15 | 136.6 | 136.2 | 926 | 6.7988
2011 | 4 | 19 | 16 | 147.8 | 147.5 | 990 | 6.7119
2011 | 4 | 19 | 17 | 131 | 130.7 | 890 | 6.8095
2011 | 4 | 19 | 18 | 146.5 | 146.2 | 985 | 6.7373
2011 | 4 | 19 | 19 | 151.3 | 150.9 | 1011 | 6.6998
2011 | 4 | 19 | 20 | 158.7 | 158.4 | 1049 | 6.6225
2011 | 4 | 19 | 21 | 186.9 | 186.6 | 1174 | 6.2915
2011 | 4 | 19 | 22 | 182.3 | 182 | 1153 | 6.3352
2011 | 4 | 19 | 23 | 156.5 | 156.2 | 1019 | 6.5237
2011 | 4 | 19 | 24 | 159.3 | 159 | 1066 | 6.7044
2011 | 4 | 20 | 1 | 138.8 | 138.5 | 933 | 6.7365
2011 | 4 | 20 | 2 | 138.6 | 138.3 | 936 | 6.7679
2011 | 4 | 20 | 3 | 129.7 | 129.4 | 878 | 6.7852
2011 | 4 | 20 | 4 | 148.1 | 147.8 | 983 | 6.6509
2011 | 4 | 20 | 5 | 137.1 | 136.8 | 921 | 6.7325
2011 | 4 | 20 | 6 | 143.6 | 143.3 | 965 | 6.7341
2011 | 4 | 20 | 7 | 130.3 | 130 | 879 | 6.7615
2011 | 4 | 20 | 8 | 161.1 | 160.8 | 1052 | 6.5423
2011 | 4 | 20 | 9 | 136.3 | 136 | 914 | 6.7206
2011 | 4 | 20 | 10 | 151.3 | 151 | 1010 | 6.6887
2011 | 4 | 20 | 11 | 145.5 | 145.2 | 973 | 6.7011
2011 | 4 | 20 | 12 | 165 | 164.7 | 1076 | 6.5331
2011 | 4 | 20 | 13 | 144.3 | 144 | 959 | 6.6597
2011 | 4 | 20 | 14 | 148.7 | 148.4 | 992 | 6.6846
2011 | 4 | 20 | 15 | 145.1 | 144.8 | 970 | 6.6989
2011 | 4 | 20 | 16 | 143.8 | 143.5 | 964 | 6.7178
2011 | 4 | 20 | 17 | 146.3 | 146 | 979 | 6.7055
2011 | 4 | 20 | 18 | 163 | 162.7 | 1072 | 6.5888
2011 | 4 | 20 | 19 | 159.1 | 158.8 | 1044 | 6.5743
2011 | 4 | 20 | 20 | 141.5 | 141.1 | 949 | 6.7257
2011 | 4 | 20 | 21 | 151.5 | 151.2 | 1006 | 6.6534
2011 | 4 | 20 | 22 | 114.3 | 113.9 | 777 | 6.8218
2011 | 4 | 20 | 23 | 124.7 | 124.3 | 858 | 6.9027
2011 | 4 | 20 | 24 | 122.6 | 122.2 | 842 | 6.8903
2011 | 4 | 21 | 1 | 116.8 | 116.4 | 801 | 6.8814
2011 | 4 | 21 | 2 | 104.9 | 104.6 | 721 | 6.8929
2011 | 4 | 21 | 3 | 96.7 | 96.3 | 671 | 6.9678
2011 | 4 | 21 | 4 | 121 | 120.6 | 839 | 6.9569
2011 | 4 | 21 | 5 | 123.1 | 122.8 | 839 | 6.8322
2011 | 4 | 21 | 6 | 101.8 | 101.5 | 698 | 6.8768
2011 | 4 | 21 | 7 | 116.9 | 116.5 | 802 | 6.8841
2011 | 4 | 21 | 8 | 159.2 | 158.9 | 1041 | 6.5513
2011 | 4 | 21 | 9 | 141.8 | 141.5 | 955 | 6.7491
2011 | 4 | 21 | 10 | 151.5 | 151.2 | 1013 | 6.6997
2011 | 4 | 21 | 11 | 164.2 | 163.9 | 1073 | 6.5467
2011 | 4 | 21 | 12 | 149.5 | 149.2 | 999 | 6.6957
2011 | 4 | 21 | 13 | 157.4 | 157.1 | 1043 | 6.6391
2011 | 4 | 21 | 14 | 139.3 | 138.9 | 938 | 6.7531
2011 | 4 | 21 | 15 | 144.5 | 144.1 | 972 | 6.7453
2011 | 4 | 21 | 16 | 122.4 | 122 | 830 | 6.8033
2011 | 4 | 21 | 17 | 142.5 | 142.1 | 962 | 6.7699
2011 | 4 | 21 | 18 | 143.8 | 143.5 | 966 | 6.7317
2011 | 4 | 21 | 19 | 139.9 | 139.5 | 947 | 6.7885
2011 | 4 | 21 | 20 | 140.9 | 140.5 | 955 | 6.7972
2011 | 4 | 21 | 21 | 180.6 | 180.3 | 1152 | 6.3894
2011 | 4 | 21 | 22 | 136.8 | 136.5 | 914 | 6.696
2011 | 4 | 21 | 23 | 155 | 154.6 | 1033 | 6.6818
2011 | 4 | 21 | 24 | 157.6 | 157.2 | 1041 | 6.6221
2011 | 4 | 22 | 1 | 111.1 | 110.7 | 755 | 6.8202
2011 | 4 | 22 | 2 | 114.4 | 114 | 789 | 6.9211
2011 | 4 | 22 | 3 | 107.1 | 106.7 | 738 | 6.9166
2011 | 4 | 22 | 4 | 129.4 | 129 | 888 | 6.8837
2011 | 4 | 22 | 5 | 148.4 | 148.1 | 1004 | 6.7792
2011 | 4 | 22 | 6 | 164.2 | 163.9 | 1084 | 6.6138
2011 | 4 | 22 | 7 | 141.9 | 141.5 | 955 | 6.7491
2011 | 4 | 22 | 8 | 165.5 | 165.2 | 1091 | 6.6041
2011 | 4 | 22 | 9 | 150.4 | 150.1 | 1004 | 6.6889
2011 | 4 | 22 | 10 | 144.4 | 144.1 | 974 | 6.7592
2011 | 4 | 22 | 11 | 149 | 148.7 | 999 | 6.7182
2011 | 4 | 22 | 12 | 159.9 | 159.6 | 1058 | 6.6291
2011 | 4 | 22 | 13 | 159.3 | 159 | 1052 | 6.6164
2011 | 4 | 22 | 14 | 139.8 | 139.4 | 947 | 6.7934
2011 | 4 | 22 | 15 | 146.8 | 146.4 | 988 | 6.7486
2011 | 4 | 22 | 16 | 145.5 | 145.1 | 980 | 6.754
2011 | 4 | 22 | 17 | 136.3 | 135.9 | 925 | 6.8065
2011 | 4 | 22 | 18 | 143.9 | 143.5 | 972 | 6.7735
2011 | 4 | 22 | 19 | 141.9 | 141.5 | 961 | 6.7915
2011 | 4 | 22 | 20 | 129.6 | 129.2 | 884 | 6.8421
2011 | 4 | 22 | 21 | 150 | 149.7 | 1013 | 6.7669
2011 | 4 | 22 | 22 | 156.5 | 156.1 | 1041 | 6.6688
2011 | 4 | 22 | 23 | 148.6 | 148.3 | 1005 | 6.7768
2011 | 4 | 22 | 24 | 143.8 | 143.5 | 973 | 6.7805
2011 | 4 | 23 | 1 | 133.5 | 133.2 | 915 | 6.8694
2011 | 4 | 23 | 2 | 135.7 | 135.4 | 931 | 6.8759
2011 | 4 | 23 | 3 | 140.2 | 139.9 | 957 | 6.8406
2011 | 4 | 23 | 4 | 144.8 | 144.5 | 984 | 6.8097
2011 | 4 | 23 | 5 | 158.4 | 158.1 | 1060 | 6.7046
2011 | 4 | 23 | 6 | 154.8 | 154.5 | 1036 | 6.7055
2011 | 4 | 23 | 7 | 140.4 | 140.1 | 952 | 6.7951
2011 | 4 | 23 | 8 | 142.2 | 141.9 | 966 | 6.8076
2011 | 4 | 23 | 9 | 134.3 | 134 | 917 | 6.8433
2011 | 4 | 23 | 10 | 136.3 | 136 | 934 | 6.8676
2011 | 4 | 23 | 11 | 135.7 | 135.4 | 930 | 6.8685
2011 | 4 | 23 | 12 | 128.8 | 128.5 | 889 | 6.9183
2011 | 4 | 23 | 13 | 144.5 | 144.2 | 987 | 6.8447
2011 | 4 | 23 | 14 | 149.6 | 149.3 | 1012 | 6.7783
2011 | 4 | 23 | 15 | 155.3 | 155 | 1075 | 6.9355
2011 | 4 | 23 | 16 | 165.6 | 165.3 | 1096 | 6.6304
2011 | 4 | 23 | 17 | 166.4 | 166 | 1094 | 6.5904
2011 | 4 | 23 | 18 | 160.5 | 160.1 | 1060 | 6.6209
2011 | 4 | 23 | 19 | 156.8 | 156.4 | 1040 | 6.6496
2011 | 4 | 23 | 20 | 145.9 | 145.5 | 975 | 6.701
2011 | 4 | 23 | 21 | 136.1 | 135.7 | 919 | 6.7723
2011 | 4 | 23 | 22 | 145 | 144.6 | 975 | 6.7427
2011 | 4 | 23 | 23 | 148.7 | 148.3 | 990 | 6.6757
2011 | 4 | 23 | 24 | 127.5 | 127.1 | 871 | 6.8529
2011 | 4 | 24 | 1 | 126.2 | 125.8 | 862 | 6.8521
2011 | 4 | 24 | 2 | 134.7 | 134.3 | 922 | 6.8652
2011 | 4 | 24 | 3 | 131.6 | 131.2 | 899 | 6.8521
2011 | 4 | 24 | 4 | 153.1 | 152.7 | 1030 | 6.7453
2011 | 4 | 24 | 5 | 167.4 | 167 | 1102 | 6.5988
2011 | 4 | 24 | 6 | 145.2 | 144.8 | 972 | 6.7127
2011 | 4 | 24 | 7 | 142.4 | 142 | 960 | 6.7606
2011 | 4 | 24 | 8 | 147.9 | 147.6 | 991 | 6.7141
2011 | 4 | 24 | 9 | 139.8 | 139.5 | 936 | 6.7097
2011 | 4 | 24 | 10 | 143.6 | 143.3 | 963 | 6.7202
2011 | 4 | 24 | 11 | 147.6 | 147.3 | 991 | 6.7278
2011 | 4 | 24 | 12 | 140 | 139.7 | 944 | 6.7573
2011 | 4 | 24 | 13 | 131.5 | 131.2 | 892 | 6.7988
2011 | 4 | 24 | 14 | 124.1 | 123.8 | 845 | 6.8255
2011 | 4 | 24 | 15 | 114.4 | 114 | 782 | 6.8596
2011 | 4 | 24 | 16 | 111.7 | 111.3 | 771 | 6.9272
2011 | 4 | 24 | 17 | 104.9 | 104.5 | 725 | 6.9378
2011 | 4 | 24 | 18 | 92.8 | 92.4 | 646 | 6.9913
2011 | 4 | 24 | 19 | 108 | 107.6 | 750 | 6.9703
2011 | 4 | 24 | 20 | 133.1 | 132.7 | 908 | 6.8425
2011 | 4 | 24 | 21 | 161 | 160.6 | 1063 | 6.6189
2011 | 4 | 24 | 22 | 141.4 | 141 | 950 | 6.7376
2011 | 4 | 24 | 23 | 144 | 143.6 | 975 | 6.7897
2011 | 4 | 24 | 24 | 129.2 | 128.9 | 883 | 6.8503
2011 | 4 | 25 | 1 | 112.9 | 112.6 | 778 | 6.9094
2011 | 4 | 25 | 2 | 109.8 | 109.5 | 761 | 6.9498
2011 | 4 | 25 | 3 | 136.4 | 136 | 933 | 6.8603
2011 | 4 | 25 | 4 | 132.4 | 132 | 888 | 6.7273
2011 | 4 | 25 | 5 | 132.6 | 132.2 | 889 | 6.7247
2011 | 4 | 25 | 6 | 128.1 | 127.8 | 864 | 6.7606
2011 | 4 | 25 | 7 | 129.1 | 128.8 | 871 | 6.7624
2011 | 4 | 25 | 8 | 139.5 | 139.2 | 924 | 6.6379
2011 | 4 | 25 | 9 | 138.3 | 138 | 921 | 6.6739
2011 | 4 | 25 | 10 | 141.5 | 141.2 | 947 | 6.7068
2011 | 4 | 25 | 11 | 148.7 | 148.4 | 1006 | 6.779
2011 | 4 | 25 | 12 | 139.7 | 139.4 | 949 | 6.8077
2011 | 4 | 25 | 13 | 146.8 | 146.5 | 998 | 6.8123
2011 | 4 | 25 | 14 | 162.1 | 161.8 | 1078 | 6.6625
2011 | 4 | 25 | 15 | 138.4 | 138.1 | 937 | 6.7849
2011 | 4 | 25 | 16 | 140.5 | 140.2 | 952 | 6.7903
2011 | 4 | 25 | 17 | 140.1 | 139.8 | 953 | 6.8169
2011 | 4 | 25 | 18 | 152.6 | 152.3 | 1028 | 6.7498
2011 | 4 | 25 | 19 | 153.7 | 153.4 | 1033 | 6.734
2011 | 4 | 25 | 20 | 141.4 | 141.1 | 959 | 6.7966
2011 | 4 | 25 | 21 | 123.6 | 123.3 | 843 | 6.837
2011 | 4 | 25 | 22 | 115 | 114.7 | 789 | 6.8788
2011 | 4 | 25 | 23 | 116.8 | 116.5 | 819 | 7.03
2011 | 4 | 25 | 24 | 118.8 | 118.5 | 820 | 6.9198
2011 | 4 | 26 | 1 | 122.5 | 122.2 | 844 | 6.9067
2011 | 4 | 26 | 2 | 130.9 | 130.6 | 899 | 6.8836
2011 | 4 | 26 | 3 | 153.9 | 153.6 | 1038 | 6.7578
2011 | 4 | 26 | 4 | 152.6 | 152.3 | 1024 | 6.7236
2011 | 4 | 26 | 5 | 156.5 | 156.2 | 1043 | 6.6773
2011 | 4 | 26 | 6 | 143.1 | 142.8 | 960 | 6.7227
2011 | 4 | 26 | 7 | 123.8 | 123.5 | 847 | 6.8583
2011 | 4 | 26 | 8 | 141.2 | 140.9 | 961 | 6.8204
2011 | 4 | 26 | 9 | 148 | 147.7 | 995 | 6.7366
2011 | 4 | 26 | 10 | 130.5 | 130.2 | 888 | 6.8203
2011 | 4 | 26 | 11 | 123.3 | 123 | 843 | 6.8537
2011 | 4 | 26 | 12 | 130.2 | 129.9 | 892 | 6.8668
2011 | 4 | 26 | 13 | 137.3 | 137 | 937 | 6.8394
2011 | 4 | 26 | 14 | 156.9 | 156.6 | 1047 | 6.6858
2011 | 4 | 26 | 15 | 137.7 | 137.4 | 940 | 6.8413
2011 | 4 | 26 | 16 | 151.3 | 151 | 1020 | 6.755
2011 | 4 | 26 | 17 | 146.3 | 146 | 988 | 6.7671
2011 | 4 | 26 | 18 | 150.4 | 150.1 | 1014 | 6.7555
2011 | 4 | 26 | 19 | 149.2 | 148.9 | 1007 | 6.7629
2011 | 4 | 26 | 20 | 146.5 | 146.2 | 988 | 6.7579
2011 | 4 | 26 | 21 | 139.5 | 139.2 | 945 | 6.7888
2011 | 4 | 26 | 22 | 129.5 | 129.2 | 883 | 6.8344
2011 | 4 | 26 | 23 | 131.2 | 130.9 | 902 | 6.8908
2011 | 4 | 26 | 24 | 132 | 131.7 | 912 | 6.9248
2011 | 4 | 27 | 1 | 153 | 152.7 | 1027 | 6.7256
2011 | 4 | 27 | 2 | 149.4 | 149.1 | 1005 | 6.7404
2011 | 4 | 27 | 3 | 142.4 | 142.1 | 968 | 6.8121
2011 | 4 | 27 | 4 | 132.6 | 132.3 | 905 | 6.8405
2011 | 4 | 27 | 5 | 132.6 | 132.3 | 822 | 6.2132
2011 | 4 | 27 | 6 | 111.1 | 110.8 | 629 | 5.6769
2011 | 4 | 27 | 7 | 121.6 | 121.3 | 840 | 6.925
2011 | 4 | 27 | 8 | 141.2 | 140.9 | 960 | 6.8133
2011 | 4 | 27 | 9 | 138.6 | 138.3 | 940 | 6.7968
2011 | 4 | 27 | 10 | 126.4 | 126.1 | 861 | 6.8279
2011 | 4 | 27 | 11 | 136 | 135.7 | 924 | 6.8091
2011 | 4 | 27 | 12 | 128.4 | 128.1 | 872 | 6.8072
2011 | 4 | 27 | 13 | 145.8 | 145.5 | 981 | 6.7423
2011 | 4 | 27 | 14 | 150.1 | 149.8 | 1009 | 6.7356
2011 | 4 | 27 | 15 | 149.1 | 148.8 | 996 | 6.6935
2011 | 4 | 27 | 16 | 147.8 | 147.5 | 990 | 6.7119
2011 | 4 | 27 | 17 | 150.4 | 150.1 | 1003 | 6.6822
2011 | 4 | 27 | 18 | 157.4 | 157.1 | 1041 | 6.6264
2011 | 4 | 27 | 19 | 153 | 152.7 | 1013 | 6.6339
2011 | 4 | 27 | 20 | 191.2 | 190.9 | 1181 | 6.1865
2011 | 4 | 27 | 21 | 136.6 | 136.3 | 907 | 6.6544
2011 | 4 | 27 | 22 | 117.8 | 117.5 | 801 | 6.817
2011 | 4 | 27 | 23 | 122.3 | 122 | 864 | 7.082
2011 | 4 | 27 | 24 | 97.1 | 96.8 | 669 | 6.9112
2011 | 4 | 28 | 1 | 120.9 | 120.6 | 827 | 6.8574
2011 | 4 | 28 | 2 | 121 | 120.7 | 829 | 6.8683
2011 | 4 | 28 | 3 | 127.6 | 127.3 | 870 | 6.8342
2011 | 4 | 28 | 4 | 111.2 | 110.9 | 758 | 6.835
2011 | 4 | 28 | 5 | 108.1 | 107.8 | 738 | 6.846
2011 | 4 | 28 | 6 | 98.9 | 98.6 | 682 | 6.9168
2011 | 4 | 28 | 7 | 103.1 | 102.8 | 742 | 7.2179
2011 | 4 | 28 | 8 | 119.1 | 118.8 | 817 | 6.8771
2011 | 4 | 28 | 9 | 127.1 | 126.8 | 870 | 6.8612
2011 | 4 | 28 | 10 | 154.5 | 154.2 | 1037 | 6.725
2011 | 4 | 28 | 11 | 167.6 | 167.3 | 1101 | 6.581
2011 | 4 | 28 | 12 | 164.9 | 164.6 | 1082 | 6.5735
2011 | 4 | 28 | 13 | 153.9 | 153.6 | 1020 | 6.6406
2011 | 4 | 28 | 14 | 154.6 | 154.3 | 1027 | 6.6559
2011 | 4 | 28 | 15 | 145.7 | 145.4 | 978 | 6.7263
2011 | 4 | 28 | 16 | 137.8 | 137.5 | 929 | 6.7564
2011 | 4 | 28 | 17 | 136.9 | 136.6 | 926 | 6.7789
2011 | 4 | 28 | 18 | 146.8 | 146.5 | 988 | 6.744
2011 | 4 | 28 | 19 | 145.5 | 145.2 | 979 | 6.7424
2011 | 4 | 28 | 20 | 138.9 | 138.6 | 938 | 6.7677
2011 | 4 | 28 | 21 | 138.9 | 138.6 | 937 | 6.7605
2011 | 4 | 28 | 22 | 139.4 | 139.1 | 942 | 6.7721
2011 | 4 | 28 | 23 | 125.2 | 124.9 | 858 | 6.8695
2011 | 4 | 28 | 24 | 121.3 | 121 | 837 | 6.9174
2011 | 4 | 29 | 1 | 126.1 | 125.8 | 866 | 6.8839
2011 | 4 | 29 | 2 | 151.6 | 151.3 | 1022 | 6.7548
2011 | 4 | 29 | 3 | 153 | 152.7 | 1026 | 6.7191
2011 | 4 | 29 | 4 | 152.3 | 152 | 1021 | 6.7171
2011 | 4 | 29 | 5 | 137.2 | 136.9 | 927 | 6.7714
2011 | 4 | 29 | 6 | 119.4 | 119.1 | 811 | 6.8094
2011 | 4 | 29 | 7 | 115.8 | 115.5 | 794 | 6.8745
2011 | 4 | 29 | 8 | 146 | 145.7 | 983 | 6.7467
2011 | 4 | 29 | 9 | 160.8 | 160.5 | 1063 | 6.6231
2011 | 4 | 29 | 10 | 149.2 | 148.9 | 1000 | 6.7159
2011 | 4 | 29 | 11 | 139.2 | 138.9 | 941 | 6.7747
2011 | 4 | 29 | 12 | 135.7 | 135.4 | 924 | 6.8242
2011 | 4 | 29 | 13 | 125 | 124.7 | 857 | 6.8725
2011 | 4 | 29 | 14 | 151.9 | 151.6 | 1025 | 6.7612
2011 | 4 | 29 | 15 | 143.8 | 143.5 | 974 | 6.7875
2011 | 4 | 29 | 16 | 148.2 | 147.9 | 1000 | 6.7613
2011 | 4 | 29 | 17 | 143.9 | 143.6 | 973 | 6.7758
2011 | 4 | 29 | 18 | 152.9 | 152.6 | 1027 | 6.73
2011 | 4 | 29 | 19 | 143.3 | 143 | 969 | 6.7762
2011 | 4 | 29 | 20 | 120.7 | 120.4 | 822 | 6.8272
2011 | 4 | 29 | 21 | 117.8 | 117.5 | 805 | 6.8511
2011 | 4 | 29 | 22 | 130.5 | 130.2 | 882 | 6.7742
2011 | 4 | 29 | 23 | 130.1 | 129.8 | 886 | 6.8259
2011 | 4 | 29 | 24 | 150.6 | 150.3 | 1015 | 6.7532
2011 | 4 | 30 | 1 | 145.6 | 145.3 | 975 | 6.7103
2011 | 4 | 30 | 2 | 130.3 | 130 | 884 | 6.8
2011 | 4 | 30 | 3 | 123 | 122.7 | 837 | 6.8215
2011 | 4 | 30 | 4 | 125.9 | 125.6 | 859 | 6.8392
2011 | 4 | 30 | 5 | 142.2 | 141.9 | 957 | 6.7442
2011 | 4 | 30 | 6 | 135.6 | 135.3 | 913 | 6.748
2011 | 4 | 30 | 7 | 115.8 | 115.5 | 789 | 6.8312
2011 | 4 | 30 | 8 | 139.3 | 139 | 935 | 6.7266
2011 | 4 | 30 | 9 | 150.5 | 150.2 | 994 | 6.6178
2011 | 4 | 30 | 10 | 158 | 157.7 | 1028 | 6.5187
2011 | 4 | 30 | 11 | 156.6 | 156.3 | 1025 | 6.5579
2011 | 4 | 30 | 12 | 150.2 | 149.9 | 990 | 6.6044
2011 | 4 | 30 | 13 | 130.8 | 130.5 | 876 | 6.7126
2011 | 4 | 30 | 14 | 138.5 | 138.2 | 923 | 6.6787
2011 | 4 | 30 | 15 | 137.8 | 137.5 | 918 | 6.6764
2011 | 4 | 30 | 16 | 134 | 133.7 | 898 | 6.7165
2011 | 4 | 30 | 17 | 124.1 | 123.8 | 838 | 6.769
2011 | 4 | 30 | 18 | 110.1 | 109.8 | 744 | 6.776
2011 | 4 | 30 | 19 | 111.8 | 111.5 | 761 | 6.8251
2011 | 4 | 30 | 20 | 108.3 | 108 | 741 | 6.8611
2011 | 4 | 30 | 21 | 114.6 | 114.3 | 783 | 6.8504
2011 | 4 | 30 | 22 | 141.5 | 141.2 | 948 | 6.7139
2011 | 4 | 30 | 23 | 134.9 | 134.6 | 859 | 6.3819
2011 | 4 | 30 | 24 | 141.6 | 141.3 | 951 | 6.7304
2011 | 5 | 1 | 1 | 137.6 | 137.3 | 928 | 6.7589
2011 | 5 | 1 | 2 | 136.5 | 136.2 | 923 | 6.7768
2011 | 5 | 1 | 3 | 147.1 | 146.8 | 984 | 6.703
2011 | 5 | 1 | 4 | 155.7 | 155.4 | 1031 | 6.6345
2011 | 5 | 1 | 5 | 157.3 | 157 | 1034 | 6.586
2011 | 5 | 1 | 6 | 142.1 | 141.8 | 950 | 6.6996
2011 | 5 | 1 | 7 | 141.5 | 141.2 | 947 | 6.7068
2011 | 5 | 1 | 8 | 141.9 | 141.6 | 951 | 6.7161
2011 | 5 | 1 | 9 | 155.1 | 154.8 | 1022 | 6.6021
2011 | 5 | 1 | 10 | 165.1 | 164.8 | 1067 | 6.4745
2011 | 5 | 1 | 11 | 155.3 | 155 | 1022 | 6.5935
2011 | 5 | 1 | 12 | 147.4 | 147.1 | 972 | 6.6077
2011 | 5 | 1 | 13 | 122.6 | 122.3 | 822 | 6.7212
2011 | 5 | 1 | 14 | 131.3 | 131 | 884 | 6.7481
2011 | 5 | 1 | 15 | 131.6 | 131.3 | 886 | 6.7479
2011 | 5 | 1 | 16 | 132.8 | 132.5 | 901 | 6.8
2011 | 5 | 1 | 17 | 133.7 | 133.4 | 899 | 6.7391
2011 | 5 | 1 | 18 | 160.3 | 160 | 1050 | 6.5625
2011 | 5 | 1 | 19 | 157.8 | 157.5 | 1033 | 6.5587
2011 | 5 | 1 | 20 | 153.7 | 153.4 | 1011 | 6.5906
2011 | 5 | 1 | 21 | 155.4 | 155.1 | 1019 | 6.57
2011 | 5 | 1 | 22 | 145.5 | 145.2 | 959 | 6.6047
2011 | 5 | 1 | 23 | 129 | 128.7 | 872 | 6.7754
2011 | 5 | 1 | 24 | 128.4 | 128.1 | 871 | 6.7994
2011 | 5 | 2 | 1 | 161 | 160.7 | 1068 | 6.6459
2011 | 5 | 2 | 2 | 142.3 | 142 | 956 | 6.7324
2011 | 5 | 2 | 3 | 137 | 136.7 | 920 | 6.7301
2011 | 5 | 2 | 4 | 129.6 | 129.3 | 871 | 6.7363
2011 | 5 | 2 | 5 | 128.6 | 128.3 | 870 | 6.781
2011 | 5 | 2 | 6 | 133 | 132.7 | 900 | 6.7822
2011 | 5 | 2 | 7 | 138.7 | 138.4 | 933 | 6.7413
2011 | 5 | 2 | 8 | 143.2 | 142.9 | 949 | 6.641
2011 | 5 | 2 | 9 | 148.2 | 147.9 | 983 | 6.6464
2011 | 5 | 2 | 10 | 168.9 | 168.6 | 1095 | 6.4947
2011 | 5 | 2 | 11 | 174 | 173.7 | 1113 | 6.4076
2011 | 5 | 2 | 12 | 157.5 | 157.2 | 1033 | 6.5712
2011 | 5 | 2 | 13 | 148.7 | 148.4 | 986 | 6.6442
2011 | 5 | 2 | 14 | 149 | 148.7 | 990 | 6.6577
2011 | 5 | 2 | 15 | 134.3 | 134 | 907 | 6.7687
2011 | 5 | 2 | 16 | 139.7 | 139.4 | 949 | 6.8077
2011 | 5 | 2 | 17 | 143.6 | 143.3 | 970 | 6.769
2011 | 5 | 2 | 18 | 153 | 152.7 | 1017 | 6.6601
2011 | 5 | 2 | 19 | 162.9 | 162.6 | 1064 | 6.5437
2011 | 5 | 2 | 20 | 147.4 | 147.1 | 976 | 6.6349
2011 | 5 | 2 | 21 | 154 | 153.7 | 1020 | 6.6363
2011 | 5 | 2 | 22 | 143.3 | 143 | 951 | 6.6503
2011 | 5 | 2 | 23 | 121.7 | 121.4 | 824 | 6.7875
2011 | 5 | 2 | 24 | 124.5 | 124.2 | 848 | 6.8277
2011 | 5 | 3 | 1 | 136.9 | 136.6 | 930 | 6.8082
2011 | 5 | 3 | 2 | 140.4 | 140.1 | 945 | 6.7452
2011 | 5 | 3 | 3 | 122.4 | 122.1 | 829 | 6.7895
2011 | 5 | 3 | 4 | 129.6 | 129.3 | 876 | 6.7749
2011 | 5 | 3 | 5 | 138.5 | 138.2 | 925 | 6.6932
2011 | 5 | 3 | 6 | 133.9 | 133.6 | 892 | 6.6766
2011 | 5 | 3 | 7 | 115.7 | 115.4 | 783 | 6.7851
2011 | 5 | 3 | 8 | 107.9 | 107.6 | 730 | 6.7844
2011 | 5 | 3 | 9 | 91.5 | 91.2 | 625 | 6.8531
2011 | 5 | 3 | 10 | 132.1 | 131.8 | 895 | 6.7906
2011 | 5 | 3 | 11 | 145.9 | 145.6 | 972 | 6.6758
2011 | 5 | 3 | 12 | 145.4 | 145.1 | 963 | 6.6368
2011 | 5 | 3 | 13 | 170.3 | 170 | 1097 | 6.4529
2011 | 5 | 3 | 14 | 154.4 | 154.1 | 1009 | 6.5477
2011 | 5 | 3 | 15 | 149.6 | 149.3 | 983 | 6.5841
2011 | 5 | 3 | 16 | 141.6 | 141.3 | 939 | 6.6454
2011 | 5 | 3 | 17 | 123.9 | 123.6 | 831 | 6.7233
2011 | 5 | 3 | 18 | 126.9 | 126.6 | 855 | 6.7536
2011 | 5 | 3 | 19 | 128.9 | 128.6 | 866 | 6.7341
2011 | 5 | 3 | 20 | 124.2 | 123.9 | 841 | 6.7877
2011 | 5 | 3 | 21 | 135.3 | 135 | 908 | 6.7259
2011 | 5 | 3 | 22 | 135.4 | 135.1 | 902 | 6.6765
2011 | 5 | 3 | 23 | 128.3 | 128 | 861 | 6.7266
2011 | 5 | 3 | 24 | 130.7 | 130.4 | 878 | 6.7331
2011 | 5 | 4 | 1 | 117.1 | 116.8 | 795 | 6.8065
2011 | 5 | 4 | 2 | 128.1 | 127.8 | 869 | 6.7997
2011 | 5 | 4 | 3 | 128.6 | 128.3 | 870 | 6.781
2011 | 5 | 4 | 4 | 131.7 | 131.4 | 885 | 6.7352
2011 | 5 | 4 | 5 | 141.2 | 140.9 | 935 | 6.6359
2011 | 5 | 4 | 6 | 137.6 | 137.3 | 913 | 6.6497
2011 | 5 | 4 | 7 | 119.7 | 119.4 | 803 | 6.7253
2011 | 5 | 4 | 8 | 108.7 | 108.4 | 729 | 6.7251
2011 | 5 | 4 | 9 | 119.8 | 119.5 | 811 | 6.7866
2011 | 5 | 4 | 10 | 141.4 | 141.1 | 948 | 6.7186
2011 | 5 | 4 | 11 | 161.7 | 161.4 | 1052 | 6.518
2011 | 5 | 4 | 12 | 138.6 | 138.3 | 920 | 6.6522
2011 | 5 | 4 | 13 | 138.1 | 137.8 | 922 | 6.6909
2011 | 5 | 4 | 14 | 138.7 | 138.4 | 925 | 6.6835
2011 | 5 | 4 | 15 | 147.1 | 146.8 | 975 | 6.6417
2011 | 5 | 4 | 16 | 137.7 | 137.4 | 919 | 6.6885
2011 | 5 | 4 | 17 | 129.7 | 129.4 | 875 | 6.762
2011 | 5 | 4 | 18 | 122.5 | 122.2 | 832 | 6.8085
2011 | 5 | 4 | 19 | 111.8 | 111.5 | 761 | 6.8251
2011 | 5 | 4 | 20 | 102.1 | 101.8 | 700 | 6.8762
2011 | 5 | 4 | 21 | 143.5 | 143.2 | 969 | 6.7668
2011 | 5 | 4 | 22 | 148.1 | 147.8 | 980 | 6.6306
2011 | 5 | 4 | 23 | 135.6 | 135.3 | 913 | 6.748
2011 | 5 | 4 | 24 | 138 | 137.7 | 929 | 6.7466
2011 | 5 | 5 | 1 | 118.2 | 117.9 | 801 | 6.7939
2011 | 5 | 5 | 2 | 106.7 | 106.4 | 732 | 6.8797
2011 | 5 | 5 | 3 | 123.4 | 123.1 | 846 | 6.8725
2011 | 5 | 5 | 4 | 112.6 | 112.3 | 769 | 6.8477
2011 | 5 | 5 | 5 | 111 | 110.7 | 757 | 6.8383
2011 | 5 | 5 | 6 | 114.8 | 114.5 | 776 | 6.7773
2011 | 5 | 5 | 7 | 110 | 109.7 | 745 | 6.7912
2011 | 5 | 5 | 8 | 127 | 126.7 | 856 | 6.7561
2011 | 5 | 5 | 9 | 135.4 | 135.1 | 906 | 6.7061
2011 | 5 | 5 | 10 | 123.5 | 123.2 | 830 | 6.737
2011 | 5 | 5 | 11 | 138.9 | 138.6 | 933 | 6.7316
2011 | 5 | 5 | 12 | 123 | 122.7 | 839 | 6.8378
2011 | 5 | 5 | 13 | 135.7 | 135.4 | 922 | 6.8095
2011 | 5 | 5 | 14 | 125.9 | 125.6 | 854 | 6.7994
2011 | 5 | 5 | 15 | 140.7 | 140.4 | 954 | 6.7949
2011 | 5 | 5 | 16 | 150.8 | 150.5 | 1009 | 6.7043
2011 | 5 | 5 | 17 | 159.4 | 159.1 | 1050 | 6.5996
2011 | 5 | 5 | 18 | 134.9 | 134.6 | 903 | 6.7088
2011 | 5 | 5 | 19 | 105.7 | 105.4 | 710 | 6.7362
2011 | 5 | 5 | 20 | 122.8 | 122.5 | 822 | 6.7102
2011 | 5 | 5 | 21 | 116.9 | 116.6 | 793 | 6.801
2011 | 5 | 5 | 22 | 118.1 | 117.8 | 805 | 6.8336
2011 | 5 | 5 | 23 | 111.8 | 111.5 | 764 | 6.852
2011 | 5 | 5 | 24 | 95.9 | 95.6 | 661 | 6.9142
2011 | 5 | 6 | 1 | 125.9 | 125.6 | 861 | 6.8551
2011 | 5 | 6 | 2 | 115.8 | 115.5 | 791 | 6.8485
2011 | 5 | 6 | 3 | 123.9 | 123.6 | 843 | 6.8204
2011 | 5 | 6 | 4 | 125.9 | 125.6 | 857 | 6.8232
2011 | 5 | 6 | 5 | 130 | 129.7 | 881 | 6.7926
2011 | 5 | 6 | 6 | 116.7 | 116.4 | 794 | 6.8213
2011 | 5 | 6 | 7 | 121 | 120.7 | 824 | 6.8268
2011 | 5 | 6 | 8 | 134.3 | 134 | 908 | 6.7761
2011 | 5 | 6 | 9 | 149.8 | 149.5 | 1000 | 6.689
2011 | 5 | 6 | 10 | 159 | 158.7 | 1050 | 6.6163
2011 | 5 | 6 | 11 | 157.7 | 157.4 | 1041 | 6.6137
2011 | 5 | 6 | 12 | 156.9 | 156.6 | 1034 | 6.6028
2011 | 5 | 6 | 13 | 169.6 | 169.3 | 1100 | 6.4973
2011 | 5 | 6 | 14 | 166.1 | 165.8 | 1080 | 6.5139
2011 | 5 | 6 | 15 | 177.5 | 177.2 | 1127 | 6.36
2011 | 5 | 6 | 16 | 168.3 | 168 | 1086 | 6.4643
2011 | 5 | 6 | 17 | 157.6 | 157.3 | 1031 | 6.5544
2011 | 5 | 6 | 18 | 168.6 | 168.3 | 1089 | 6.4706
2011 | 5 | 6 | 19 | 168 | 167.7 | 1087 | 6.4818
2011 | 5 | 6 | 20 | 138.4 | 138.1 | 920 | 6.6618
2011 | 5 | 6 | 21 | 130.8 | 130.5 | 882 | 6.7586
2011 | 5 | 6 | 22 | 123 | 122.7 | 784 | 6.3896
2011 | 5 | 6 | 23 | 134.9 | 134.6 | 914 | 6.7905
2011 | 5 | 6 | 24 | 128.7 | 128.4 | 879 | 6.8458
2011 | 5 | 7 | 1 | 133.8 | 133.5 | 913 | 6.839
2011 | 5 | 7 | 2 | 141.1 | 140.8 | 957 | 6.7969
2011 | 5 | 7 | 3 | 123.4 | 123.1 | 839 | 6.8156
2011 | 5 | 7 | 4 | 124.2 | 123.9 | 843 | 6.8039
2011 | 5 | 7 | 5 | 123.7 | 123.4 | 840 | 6.8071
2011 | 5 | 7 | 6 | 123.5 | 123.2 | 845 | 6.8588
2011 | 5 | 7 | 7 | 112.4 | 112.1 | 767 | 6.8421
2011 | 5 | 7 | 8 | 113.6 | 113.3 | 777 | 6.8579
2011 | 5 | 7 | 9 | 142.6 | 142.3 | 955 | 6.7112
2011 | 5 | 7 | 10 | 143.8 | 143.5 | 963 | 6.7108
2011 | 5 | 7 | 11 | 152 | 151.7 | 1010 | 6.6579
2011 | 5 | 7 | 12 | 159.6 | 159.3 | 1054 | 6.6164
2011 | 5 | 7 | 13 | 153.4 | 153.1 | 1016 | 6.6362
2011 | 5 | 7 | 14 | 158.6 | 158.3 | 1051 | 6.6393
2011 | 5 | 7 | 15 | 168.5 | 168.2 | 1102 | 6.5517
2011 | 5 | 7 | 16 | 176.5 | 176.2 | 1139 | 6.4642
2011 | 5 | 7 | 17 | 163.8 | 163.5 | 1069 | 6.5382
2011 | 5 | 7 | 18 | 150.9 | 150.6 | 1002 | 6.6534
2011 | 5 | 7 | 19 | 151.4 | 151.1 | 1007 | 6.6645
2011 | 5 | 7 | 20 | 153.9 | 153.6 | 1013 | 6.5951
2011 | 5 | 7 | 21 | 156.6 | 156.3 | 1027 | 6.5707
2011 | 5 | 7 | 22 | 156.4 | 156.1 | 1026 | 6.5727
2011 | 5 | 7 | 23 | 133.2 | 132.9 | 894 | 6.7269
2011 | 5 | 7 | 24 | 144.2 | 143.9 | 965 | 6.706
2011 | 5 | 8 | 1 | 126.1 | 125.8 | 853 | 6.7806
2011 | 5 | 8 | 2 | 124.4 | 124.1 | 845 | 6.809
2011 | 5 | 8 | 3 | 139 | 138.7 | 934 | 6.734
2011 | 5 | 8 | 4 | 131.8 | 131.5 | 890 | 6.7681
2011 | 5 | 8 | 5 | 143.1 | 142.8 | 958 | 6.7087
2011 | 5 | 8 | 6 | 152.2 | 151.9 | 1001 | 6.5899
2011 | 5 | 8 | 7 | 128 | 127.7 | 853 | 6.6797
2011 | 5 | 8 | 8 | 142.9 | 142.6 | 950 | 6.662
2011 | 5 | 8 | 9 | 154.3 | 154 | 1005 | 6.526
2011 | 5 | 8 | 10 | 146.2 | 145.9 | 957 | 6.5593
2011 | 5 | 8 | 11 | 166.8 | 166.5 | 1069 | 6.4204
2011 | 5 | 8 | 12 | 158 | 157.7 | 1022 | 6.4807
2011 | 5 | 8 | 13 | 150.2 | 149.9 | 979 | 6.531
2011 | 5 | 8 | 14 | 147.9 | 147.6 | 969 | 6.565
2011 | 5 | 8 | 15 | 138.8 | 138.5 | 920 | 6.6426
2011 | 5 | 8 | 16 | 145.8 | 145.5 | 960 | 6.5979
2011 | 5 | 8 | 17 | 154.6 | 154.3 | 1002 | 6.4938
2011 | 5 | 8 | 18 | 138.8 | 138.5 | 914 | 6.5993
2011 | 5 | 8 | 19 | 127.8 | 127.5 | 865 | 6.7843
2011 | 5 | 8 | 20 | 163.4 | 163.1 | 1059 | 6.4929
2011 | 5 | 8 | 21 | 164.7 | 164.4 | 1070 | 6.5085
2011 | 5 | 8 | 22 | 161.5 | 161.2 | 1045 | 6.4826
2011 | 5 | 8 | 23 | 148.6 | 148.3 | 975 | 6.5745
2011 | 5 | 8 | 24 | 133.8 | 133.5 | 885 | 6.6292
2011 | 5 | 9 | 1 | 119.8 | 119.5 | 800 | 6.6946
2011 | 5 | 9 | 2 | 102.8 | 102.5 | 693 | 6.761
2011 | 5 | 9 | 3 | 98.2 | 97.9 | 670 | 6.8437
2011 | 5 | 9 | 4 | 98.6 | 98.3 | 670 | 6.8159
2011 | 5 | 9 | 5 | 87.5 | 87.2 | 593 | 6.8005
2011 | 5 | 9 | 6 | 64.6 | 64.3 | 445 | 6.9207
2011 | 5 | 9 | 7 | 78.3 | 78 | 539 | 6.9103
2011 | 5 | 9 | 8 | 128.6 | 128.3 | 865 | 6.742
2011 | 5 | 9 | 9 | 148.1 | 147.8 | 977 | 6.6103
2011 | 5 | 9 | 10 | 143.3 | 143 | 951 | 6.6503
2011 | 5 | 9 | 11 | 148.7 | 148.4 | 977 | 6.5836
2011 | 5 | 9 | 12 | 138.5 | 138.2 | 913 | 6.6064
2011 | 5 | 9 | 13 | 126.9 | 126.6 | 849 | 6.7062
2011 | 5 | 9 | 14 | 115.8 | 115.5 | 783 | 6.7792
2011 | 5 | 9 | 15 | 107.9 | 107.6 | 677 | 6.2918
2011 | 5 | 9 | 16 | 101.8 | 101.5 | 693 | 6.8276
2011 | 5 | 9 | 17 | 101.1 | 100.8 | 684 | 6.7857
2011 | 5 | 9 | 18 | 123.7 | 123.4 | 845 | 6.8476
2011 | 5 | 9 | 19 | 143.3 | 143 | 962 | 6.7273
2011 | 5 | 9 | 20 | 127 | 126.7 | 861 | 6.7956
2011 | 5 | 9 | 21 | 136.7 | 136.4 | 922 | 6.7595
2011 | 5 | 9 | 22 | 98.7 | 98.4 | 671 | 6.8191
2011 | 5 | 9 | 23 | 112.9 | 112.6 | 778 | 6.9094
2011 | 5 | 9 | 24 | 94.3 | 94 | 657 | 6.9894
2011 | 5 | 10 | 1 | 91.6 | 91.3 | 637 | 6.977
2011 | 5 | 10 | 2 | 84 | 83.7 | 583 | 6.9654
2011 | 5 | 10 | 3 | 101.6 | 101.3 | 717 | 7.078
2011 | 5 | 10 | 4 | 127.7 | 127.4 | 886 | 6.9545
2011 | 5 | 10 | 5 | 123.4 | 123.1 | 846 | 6.8725
2011 | 5 | 10 | 6 | 140.4 | 140.1 | 956 | 6.8237
2011 | 5 | 10 | 7 | 175 | 174.7 | 1130 | 6.4682
2011 | 5 | 10 | 8 | 166 | 165.7 | 1083 | 6.5359
2011 | 5 | 10 | 9 | 174.6 | 174.3 | 1135 | 6.5118
2011 | 5 | 10 | 10 | 189.6 | 189.3 | 1190 | 6.2863
2011 | 5 | 10 | 11 | 178.9 | 178.6 | 1144 | 6.4054
2011 | 5 | 10 | 12 | 178 | 177.7 | 1143 | 6.4322
2011 | 5 | 10 | 13 | 182.3 | 182 | 1160 | 6.3736
2011 | 5 | 10 | 14 | 176.9 | 176.6 | 1138 | 6.4439
2011 | 5 | 10 | 15 | 166.6 | 166.3 | 1090 | 6.5544
2011 | 5 | 10 | 16 | 175.8 | 175.5 | 1137 | 6.4786
2011 | 5 | 10 | 17 | 185.7 | 185.4 | 1178 | 6.3538
2011 | 5 | 10 | 18 | 173.1 | 172.8 | 1119 | 6.4757
2011 | 5 | 10 | 19 | 177.4 | 177.1 | 1144 | 6.4596
2011 | 5 | 10 | 20 | 180.3 | 180 | 1154 | 6.4111
2011 | 5 | 10 | 21 | 178.3 | 178 | 1146 | 6.4382
2011 | 5 | 10 | 22 | 190.9 | 190.6 | 1193 | 6.2592
2011 | 5 | 10 | 23 | 188.2 | 187.9 | 1180 | 6.2799
2011 | 5 | 10 | 24 | 188.4 | 188.1 | 1178 | 6.2626
2011 | 5 | 11 | 1 | 175.3 | 175 | 1116 | 6.3771
2011 | 5 | 11 | 2 | 181.2 | 180.9 | 1152 | 6.3682
2011 | 5 | 11 | 3 | 188.1 | 187.8 | 1179 | 6.278
2011 | 5 | 11 | 4 | 189.7 | 189.4 | 1183 | 6.246
2011 | 5 | 11 | 5 | 183.7 | 183.4 | 1148 | 6.2595
2011 | 5 | 11 | 6 | 152.3 | 152 | 1005 | 6.6118
2011 | 5 | 11 | 7 | 144.2 | 143.9 | 966 | 6.713
2011 | 5 | 11 | 8 | 172.7 | 172.4 | 1126 | 6.5313
2011 | 5 | 11 | 9 | 180.3 | 180 | 1151 | 6.3944
2011 | 5 | 11 | 10 | 184.4 | 184.1 | 1167 | 6.3389
2011 | 5 | 11 | 11 | 188.2 | 187.9 | 1178 | 6.2693
2011 | 5 | 11 | 12 | 190.7 | 190.4 | 1184 | 6.2185
2011 | 5 | 11 | 13 | 177.3 | 177 | 1132 | 6.3955
2011 | 5 | 11 | 14 | 180.8 | 180.5 | 1152 | 6.3823
2011 | 5 | 11 | 15 | 191.6 | 191.3 | 1192 | 6.2311
2011 | 5 | 11 | 16 | 195.5 | 195.2 | 1203 | 6.1629
2011 | 5 | 11 | 17 | 195 | 194.7 | 1203 | 6.1787
2011 | 5 | 11 | 18 | 195.8 | 195.5 | 1202 | 6.1483
2011 | 5 | 11 | 19 | 192.6 | 192.3 | 1193 | 6.2038
2011 | 5 | 11 | 20 | 187.5 | 187.2 | 1170 | 6.25
2011 | 5 | 11 | 21 | 188.4 | 188.1 | 1171 | 6.2254
2011 | 5 | 11 | 22 | 182.9 | 182.6 | 1133 | 6.2048
2011 | 5 | 11 | 23 | 170.5 | 170.2 | 1099 | 6.4571
2011 | 5 | 11 | 24 | 178.4 | 178.1 | 1135 | 6.3728
2011 | 5 | 12 | 1 | 186.4 | 186.1 | 1171 | 6.2923
2011 | 5 | 12 | 2 | 171.7 | 171.4 | 1110 | 6.4761
2011 | 5 | 12 | 3 | 176 | 175.7 | 1134 | 6.4542
2011 | 5 | 12 | 4 | 175.2 | 174.9 | 1127 | 6.4437
2011 | 5 | 12 | 5 | 176.8 | 176.5 | 1130 | 6.4023
2011 | 5 | 12 | 6 | 174.9 | 174.6 | 1120 | 6.4147
2011 | 5 | 12 | 7 | 178.1 | 177.8 | 1131 | 6.3611
2011 | 5 | 12 | 8 | 170.7 | 170.4 | 1098 | 6.4437
2011 | 5 | 12 | 9 | 179.2 | 178.9 | 1141 | 6.3779
2011 | 5 | 12 | 10 | 171.2 | 170.9 | 1100 | 6.4365
2011 | 5 | 12 | 11 | 178.1 | 177.8 | 1132 | 6.3667
2011 | 5 | 12 | 12 | 183.1 | 182.8 | 1146 | 6.2691
2011 | 5 | 12 | 13 | 182.3 | 182 | 1145 | 6.2912
2011 | 5 | 12 | 14 | 178.2 | 177.9 | 1127 | 6.335
2011 | 5 | 12 | 15 | 191 | 190.7 | 1178 | 6.1772
2011 | 5 | 12 | 16 | 194.5 | 194.2 | 1187 | 6.1123
2011 | 5 | 12 | 17 | 192.1 | 191.8 | 1186 | 6.1835
2011 | 5 | 12 | 18 | 194.1 | 193.8 | 1189 | 6.1352
2011 | 5 | 12 | 19 | 194.7 | 194.4 | 1193 | 6.1368
2011 | 5 | 12 | 20 | 195.6 | 195.3 | 1196 | 6.1239
2011 | 5 | 12 | 21 | 195.9 | 195.6 | 1198 | 6.1247
2011 | 5 | 12 | 22 | 196.1 | 195.8 | 1199 | 6.1236
2011 | 5 | 12 | 23 | 195.7 | 195.4 | 1202 | 6.1515
2011 | 5 | 12 | 24 | 196 | 195.7 | 1203 | 6.1472
2011 | 5 | 13 | 1 | 197.5 | 197.2 | 1208 | 6.1258
2011 | 5 | 13 | 2 | 196.8 | 196.5 | 1203 | 6.1221
2011 | 5 | 13 | 3 | 197 | 196.7 | 1204 | 6.121
2011 | 5 | 13 | 4 | 196.2 | 195.9 | 1202 | 6.1358
2011 | 5 | 13 | 5 | 195.9 | 195.6 | 1199 | 6.1299
2011 | 5 | 13 | 6 | 195.6 | 195.3 | 1193 | 6.1086
2011 | 5 | 13 | 7 | 196 | 195.7 | 1197 | 6.1165
2011 | 5 | 13 | 8 | 194.2 | 193.9 | 1190 | 6.1372
2011 | 5 | 13 | 9 | 193.1 | 192.8 | 1185 | 6.1463
2011 | 5 | 13 | 10 | 192.2 | 191.9 | 1181 | 6.1542
2011 | 5 | 13 | 11 | 186.1 | 185.8 | 1158 | 6.2325
2011 | 5 | 13 | 12 | 186.3 | 186 | 1162 | 6.2473
2011 | 5 | 13 | 13 | 192.9 | 192.6 | 1185 | 6.1526
2011 | 5 | 13 | 14 | 193.5 | 193.2 | 1186 | 6.1387
2011 | 5 | 13 | 15 | 191.2 | 190.9 | 1175 | 6.1551
2011 | 5 | 13 | 16 | 194 | 193.7 | 1184 | 6.1125
2011 | 5 | 13 | 17 | 195.5 | 195.2 | 1190 | 6.0963
2011 | 5 | 13 | 18 | 195.5 | 195.2 | 1189 | 6.0912
2011 | 5 | 13 | 19 | 193.7 | 193.4 | 1191 | 6.1582
2011 | 5 | 13 | 20 | 194.9 | 194.6 | 1195 | 6.1408
2011 | 5 | 13 | 21 | 195.5 | 195.2 | 1197 | 6.1322
2011 | 5 | 13 | 22 | 195.3 | 195 | 1197 | 6.1385
2011 | 5 | 13 | 23 | 196.7 | 196.4 | 1204 | 6.1303
2011 | 5 | 13 | 24 | 195.6 | 195.3 | 1201 | 6.1495
2011 | 5 | 14 | 1 | 196.2 | 195.9 | 1207 | 6.1613
2011 | 5 | 14 | 2 | 197.8 | 197.5 | 1211 | 6.1316
2011 | 5 | 14 | 3 | 194.4 | 194.1 | 1201 | 6.1875
2011 | 5 | 14 | 4 | 191.8 | 191.5 | 1193 | 6.2298
2011 | 5 | 14 | 5 | 191.2 | 190.9 | 1186 | 6.2127
2011 | 5 | 14 | 6 | 169 | 168.7 | 1095 | 6.4908
2011 | 5 | 14 | 7 | 169.1 | 168.8 | 1101 | 6.5225
2011 | 5 | 14 | 8 | 187.1 | 186.8 | 1180 | 6.3169
2011 | 5 | 14 | 9 | 192 | 191.7 | 1187 | 6.192
2011 | 5 | 14 | 10 | 193.1 | 192.8 | 1193 | 6.1878
2011 | 5 | 14 | 11 | 196.5 | 196.2 | 1201 | 6.1213
2011 | 5 | 14 | 12 | 196.5 | 196.2 | 1204 | 6.1366
2011 | 5 | 14 | 13 | 196.8 | 196.5 | 1211 | 6.1628
2011 | 5 | 14 | 14 | 198.4 | 198.1 | 1225 | 6.1837
2011 | 5 | 14 | 15 | 198.8 | 198.5 | 1220 | 6.1461
2011 | 5 | 14 | 16 | 201.2 | 200.9 | 1226 | 6.1025
2011 | 5 | 14 | 17 | 201.6 | 201.3 | 1223 | 6.0755
2011 | 5 | 14 | 18 | 199.4 | 199.1 | 1215 | 6.1025
2011 | 5 | 14 | 19 | 199.8 | 199.5 | 1216 | 6.0952
2011 | 5 | 14 | 20 | 200.1 | 199.8 | 1212 | 6.0661
2011 | 5 | 14 | 21 | 200.2 | 199.9 | 1214 | 6.073
2011 | 5 | 14 | 22 | 199.7 | 199.4 | 1209 | 6.0632
2011 | 5 | 14 | 23 | 199.9 | 199.6 | 1208 | 6.0521
2011 | 5 | 14 | 24 | 199.1 | 198.8 | 1209 | 6.0815
2011 | 5 | 15 | 1 | 197.3 | 197 | 1202 | 6.1015
2011 | 5 | 15 | 2 | 193.6 | 193.3 | 1183 | 6.12
2011 | 5 | 15 | 3 | 157.9 | 157.6 | 1033 | 6.5546
2011 | 5 | 15 | 4 | 193.1 | 192.8 | 1199 | 6.2189
2011 | 5 | 15 | 5 | 198.1 | 197.8 | 1213 | 6.1325
2011 | 5 | 15 | 6 | 187.1 | 186.8 | 1166 | 6.242
2011 | 5 | 15 | 7 | 174.1 | 173.8 | 1111 | 6.3924
2011 | 5 | 15 | 8 | 156.6 | 156.3 | 1025 | 6.5579
2011 | 5 | 15 | 9 | 154.4 | 154.1 | 1020 | 6.6191
2011 | 5 | 15 | 10 | 177.1 | 176.8 | 1128 | 6.3801
2011 | 5 | 15 | 11 | 193 | 192.7 | 1188 | 6.165
2011 | 5 | 15 | 12 | 200.4 | 200.1 | 1211 | 6.052
2011 | 5 | 15 | 13 | 199.8 | 199.5 | 1208 | 6.0551
2011 | 5 | 15 | 14 | 198.7 | 198.4 | 1206 | 6.0786
2011 | 5 | 15 | 15 | 199.3 | 199 | 1212 | 6.0905
2011 | 5 | 15 | 16 | 200.3 | 200 | 1220 | 6.1
2011 | 5 | 15 | 17 | 200.6 | 200.3 | 1222 | 6.1008
2011 | 5 | 15 | 18 | 199.3 | 199 | 1224 | 6.1508
2011 | 5 | 15 | 19 | 199.9 | 199.6 | 1227 | 6.1473
2011 | 5 | 15 | 20 | 201.6 | 201.3 | 1232 | 6.1202
2011 | 5 | 15 | 21 | 202.3 | 202 | 1230 | 6.0891
2011 | 5 | 15 | 22 | 200.7 | 200.4 | 1227 | 6.1228
2011 | 5 | 15 | 23 | 200.1 | 199.8 | 1227 | 6.1411
2011 | 5 | 15 | 24 | 198.7 | 198.4 | 1221 | 6.1542
2011 | 5 | 16 | 1 | 199.6 | 199.3 | 1224 | 6.1415
2011 | 5 | 16 | 2 | 200.3 | 190.3 | 1189 | 6.248
2011 | 5 | 16 | 3 | 201.8 | 186.5 | 1167 | 6.2574
2011 | 5 | 16 | 4 | 202 | 186.8 | 1171 | 6.2687
2011 | 5 | 16 | 5 | 201.3 | 186.1 | 1170 | 6.2869
2011 | 5 | 16 | 6 | 201.4 | 186.2 | 1168 | 6.2728
2011 | 5 | 16 | 7 | 190.3 | 175.1 | 1118 | 6.3849
2011 | 5 | 16 | 8 | 201.4 | 186.2 | 1159 | 6.2245
2011 | 5 | 16 | 9 | 198.5 | 183.3 | 1151 | 6.2793
2011 | 5 | 16 | 10 | 205.1 | 189.9 | 1177 | 6.198
2011 | 5 | 16 | 11 | 204.6 | 190.4 | 1177 | 6.1817
2011 | 5 | 16 | 12 | 184.4 | 184.1 | 1161 | 6.3064
2011 | 5 | 16 | 13 | 176.6 | 176.3 | 1134 | 6.4322
2011 | 5 | 16 | 14 | 177.2 | 176.9 | 1136 | 6.4217
2011 | 5 | 16 | 15 | 166.2 | 165.9 | 1083 | 6.528
2011 | 5 | 16 | 16 | 166.4 | 166.1 | 1086 | 6.5382
2011 | 5 | 16 | 17 | 171.8 | 171.5 | 1111 | 6.4781
2011 | 5 | 16 | 18 | 164.2 | 163.9 | 1069 | 6.5223
2011 | 5 | 16 | 19 | 154.4 | 154.1 | 1022 | 6.6321
2011 | 5 | 16 | 20 | 162.7 | 162.4 | 1066 | 6.564
2011 | 5 | 16 | 21 | 171.4 | 171.1 | 1111 | 6.4933
2011 | 5 | 16 | 22 | 179.4 | 179.1 | 1148 | 6.4098
2011 | 5 | 16 | 23 | 194.1 | 193.8 | 1205 | 6.2178
2011 | 5 | 16 | 24 | 190.3 | 190 | 1187 | 6.2474
2011 | 5 | 17 | 1 | 176.5 | 176.2 | 1128 | 6.4018
2011 | 5 | 17 | 2 | 179.6 | 179.3 | 1137 | 6.3413
2011 | 5 | 17 | 3 | 165 | 164.7 | 1067 | 6.4784
2011 | 5 | 17 | 4 | 168.6 | 168.3 | 1083 | 6.4349
2011 | 5 | 17 | 5 | 154.9 | 154.6 | 1016 | 6.5718
2011 | 5 | 17 | 6 | 149.7 | 149.4 | 982 | 6.573
2011 | 5 | 17 | 7 | 141.9 | 141.6 | 938 | 6.6243
2011 | 5 | 17 | 8 | 155.4 | 155.1 | 1016 | 6.5506
2011 | 5 | 17 | 9 | 150.8 | 150.5 | 995 | 6.6113
2011 | 5 | 17 | 10 | 157.8 | 157.5 | 1029 | 6.5333
2011 | 5 | 17 | 11 | 163.7 | 163.4 | 1061 | 6.4933
2011 | 5 | 17 | 12 | 174 | 173.7 | 1111 | 6.3961
2011 | 5 | 17 | 13 | 175.4 | 175.1 | 1118 | 6.3849
2011 | 5 | 17 | 14 | 179.5 | 179.2 | 1136 | 6.3393
2011 | 5 | 17 | 15 | 187 | 186.7 | 1162 | 6.2239
2011 | 5 | 17 | 16 | 196.5 | 196.2 | 1194 | 6.0856
2011 | 5 | 17 | 17 | 198.8 | 198.5 | 1195 | 6.0202
2011 | 5 | 17 | 18 | 198.7 | 198.4 | 1196 | 6.0282
2011 | 5 | 17 | 19 | 199.1 | 198.8 | 1197 | 6.0211
2011 | 5 | 17 | 20 | 200.7 | 200.4 | 1204 | 6.008
2011 | 5 | 17 | 21 | 199.9 | 199.6 | 1206 | 6.0421
2011 | 5 | 17 | 22 | 199.3 | 199 | 1210 | 6.0804
2011 | 5 | 17 | 23 | 199.1 | 198.8 | 1212 | 6.0966
2011 | 5 | 17 | 24 | 199.9 | 199.6 | 1217 | 6.0972
2011 | 5 | 18 | 1 | 213.6 | 200.1 | 1210 | 6.047
2011 | 5 | 18 | 2 | 214.3 | 199.1 | 1205 | 6.0522
2011 | 5 | 18 | 3 | 215 | 199.8 | 1204 | 6.026
2011 | 5 | 18 | 4 | 216.3 | 201.2 | 1209 | 6.0089
2011 | 5 | 18 | 5 | 217.1 | 202 | 1210 | 5.9901
2011 | 5 | 18 | 6 | 217.1 | 202 | 1207 | 5.9752
2011 | 5 | 18 | 7 | 217.6 | 202.4 | 1208 | 5.9684
2011 | 5 | 18 | 8 | 217.7 | 202.5 | 1209 | 5.9704
2011 | 5 | 18 | 9 | 218 | 202.8 | 1211 | 5.9714
2011 | 5 | 18 | 10 | 216.2 | 201 | 1205 | 5.995
2011 | 5 | 18 | 11 | 215.2 | 200 | 1207 | 6.035
2011 | 5 | 18 | 12 | 215.4 | 200.2 | 1206 | 6.024
2011 | 5 | 18 | 13 | 216.3 | 201.1 | 1209 | 6.0119
2011 | 5 | 18 | 14 | 216.6 | 201.4 | 1212 | 6.0179
2011 | 5 | 18 | 15 | 217.6 | 202.4 | 1212 | 5.9881
2011 | 5 | 18 | 16 | 215 | 199.8 | 1207 | 6.041
2011 | 5 | 18 | 17 | 214.2 | 199 | 1207 | 6.0653
2011 | 5 | 18 | 18 | 214.7 | 199.4 | 1209 | 6.0632
2011 | 5 | 18 | 19 | 214.4 | 199.1 | 1210 | 6.0773
2011 | 5 | 18 | 20 | 214.4 | 199.1 | 1207 | 6.0623
2011 | 5 | 18 | 21 | 216.8 | 201.5 | 1215 | 6.0298
2011 | 5 | 18 | 22 | 215.4 | 200.1 | 1209 | 6.042
2011 | 5 | 18 | 23 | 215 | 199.7 | 1209 | 6.0541
2011 | 5 | 18 | 24 | 214.9 | 199.6 | 1208 | 6.0521
2011 | 5 | 19 | 1 | 224.2 | 200.9 | 1204 | 5.993
2011 | 5 | 19 | 2 | 228.5 | 198.3 | 1185 | 5.9758
2011 | 5 | 19 | 3 | 228.9 | 198.7 | 1186 | 5.9688
2011 | 5 | 19 | 4 | 227 | 196.8 | 1176 | 5.9756
2011 | 5 | 19 | 5 | 228.6 | 198.3 | 1182 | 5.9607
2011 | 5 | 19 | 6 | 229.9 | 199.6 | 1188 | 5.9519
2011 | 5 | 19 | 7 | 230.2 | 199.9 | 1188 | 5.943
2011 | 5 | 19 | 8 | 231.5 | 201.2 | 1193 | 5.9294
2011 | 5 | 19 | 9 | 232.8 | 202.5 | 1197 | 5.9111
2011 | 5 | 19 | 10 | 233.4 | 203 | 1201 | 5.9163
2011 | 5 | 19 | 11 | 233.9 | 203.5 | 1204 | 5.9165
2011 | 5 | 19 | 12 | 232.9 | 202.5 | 1201 | 5.9309
2011 | 5 | 19 | 13 | 243.2 | 201.9 | 1193 | 5.9089
2011 | 5 | 19 | 14 | 243.3 | 201.5 | 1190 | 5.9057
2011 | 5 | 19 | 15 | 242.6 | 200.8 | 1185 | 5.9014
2011 | 5 | 19 | 16 | 237.5 | 195.8 | 1168 | 5.9653
2011 | 5 | 19 | 17 | 226.9 | 185.7 | 1137 | 6.1228
2011 | 5 | 19 | 18 | 240.2 | 200.2 | 1184 | 5.9141
2011 | 5 | 19 | 19 | 240.5 | 200.5 | 1178 | 5.8753
2011 | 5 | 19 | 20 | 239.9 | 199.9 | 1175 | 5.8779
2011 | 5 | 19 | 21 | 240.2 | 200.2 | 1170 | 5.8442
2011 | 5 | 19 | 22 | 238.7 | 198.8 | 1165 | 5.8602
2011 | 5 | 19 | 23 | 227.7 | 195.8 | 1162 | 5.9346
2011 | 5 | 19 | 24 | 216.6 | 186.2 | 1132 | 6.0795
2011 | 5 | 20 | 1 | 222.4 | 192 | 1152 | 6
2011 | 5 | 20 | 2 | 224 | 193.6 | 1157 | 5.9762
2011 | 5 | 20 | 3 | 217.7 | 187.3 | 1139 | 6.0812
2011 | 5 | 20 | 4 | 224.4 | 194 | 1163 | 5.9948
2011 | 5 | 20 | 5 | 225.4 | 195 | 1163 | 5.9641
2011 | 5 | 20 | 6 | 223.9 | 193.5 | 1159 | 5.9897
2011 | 5 | 20 | 7 | 229.8 | 199.4 | 1176 | 5.8977
2011 | 5 | 20 | 8 | 231.2 | 201.3 | 1182 | 5.8718
2011 | 5 | 20 | 9 | 232.1 | 202.8 | 1191 | 5.8728
2011 | 5 | 20 | 10 | 232.4 | 202.8 | 1191 | 5.8728
2011 | 5 | 20 | 11 | 232.4 | 202.7 | 1190 | 5.8707
2011 | 5 | 20 | 12 | 231.7 | 202 | 1190 | 5.8911
2011 | 5 | 20 | 13 | 231.1 | 201.4 | 1190 | 5.9086
2011 | 5 | 20 | 14 | 231.8 | 202 | 1193 | 5.9059
2011 | 5 | 20 | 15 | 232 | 201.8 | 1191 | 5.9019
2011 | 5 | 20 | 16 | 232.8 | 202.6 | 1195 | 5.8983
2011 | 5 | 20 | 17 | 254.6 | 201.5 | 1173 | 5.8213
2011 | 5 | 20 | 18 | 253.7 | 199.7 | 1169 | 5.8538
2011 | 5 | 20 | 19 | 253 | 199 | 1166 | 5.8593
2011 | 5 | 20 | 20 | 253.8 | 199.7 | 1168 | 5.8488
2011 | 5 | 20 | 21 | 253.8 | 199.7 | 1171 | 5.8638
2011 | 5 | 20 | 22 | 253.2 | 199.1 | 1168 | 5.8664
2011 | 5 | 20 | 23 | 253.5 | 199.3 | 1170 | 5.8705
2011 | 5 | 20 | 24 | 281 | 199.5 | 1147 | 5.7494
2011 | 5 | 21 | 1 | 282.9 | 199.1 | 1137 | 5.7107
2011 | 5 | 21 | 2 | 284.2 | 200.4 | 1134 | 5.6587
2011 | 5 | 21 | 3 | 285.6 | 201.8 | 1138 | 5.6392
2011 | 5 | 21 | 4 | 280.8 | 197.9 | 1126 | 5.6897
2011 | 5 | 21 | 5 | 276.2 | 193.6 | 1112 | 5.7438
2011 | 5 | 21 | 6 | 251.8 | 169.1 | 1024 | 6.0556
2011 | 5 | 21 | 7 | 247 | 164.3 | 1009 | 6.1412
2011 | 5 | 21 | 8 | 257.9 | 175.6 | 1056 | 6.0137
2011 | 5 | 21 | 9 | 252.5 | 171.7 | 1038 | 6.0454
2011 | 5 | 21 | 10 | 245 | 164.7 | 1010 | 6.1324
2011 | 5 | 21 | 11 | 255.7 | 175.6 | 1056 | 6.0137
2011 | 5 | 21 | 12 | 274.5 | 194.6 | 1118 | 5.7451
2011 | 5 | 21 | 13 | 269.5 | 189.7 | 1098 | 5.7881
2011 | 5 | 21 | 14 | 264 | 184.2 | 1064 | 5.7763
2011 | 5 | 21 | 15 | 257.4 | 177.6 | 1060 | 5.9685
2011 | 5 | 21 | 16 | 269 | 189.2 | 1098 | 5.8034
2011 | 5 | 21 | 17 | 271.3 | 191.5 | 1101 | 5.7493
2011 | 5 | 21 | 18 | 271.2 | 191.4 | 1103 | 5.7628
2011 | 5 | 21 | 19 | 253.8 | 173.8 | 1045 | 6.0127
2011 | 5 | 21 | 20 | 280.4 | 200.2 | 1133 | 5.6593
2011 | 5 | 21 | 21 | 274.2 | 193.9 | 1109 | 5.7194
2011 | 5 | 21 | 22 | 256.4 | 175.9 | 1056 | 6.0034
2011 | 5 | 21 | 23 | 258.7 | 178.1 | 1066 | 5.9854
2011 | 5 | 21 | 24 | 258.8 | 178.1 | 1074 | 6.0303
2011 | 5 | 22 | 1 | 260.2 | 179.4 | 1080 | 6.0201
2011 | 5 | 22 | 2 | 273.8 | 193 | 1127 | 5.8394
2011 | 5 | 22 | 3 | 266.4 | 185.6 | 1099 | 5.9213
2011 | 5 | 22 | 4 | 250.7 | 169.2 | 1036 | 6.1229
2011 | 5 | 22 | 5 | 249 | 167.5 | 1028 | 6.1373
2011 | 5 | 22 | 6 | 246 | 164.5 | 1014 | 6.1641
2011 | 5 | 22 | 7 | 254.3 | 173.1 | 1055 | 6.0947
2011 | 5 | 22 | 8 | 265 | 184.3 | 1095 | 5.9414
2011 | 5 | 22 | 9 | 269.6 | 189.1 | 1119 | 5.9175
2011 | 5 | 22 | 10 | 273.5 | 193.1 | 1112 | 5.7587
2011 | 5 | 22 | 11 | 281.8 | 201.4 | 1139 | 5.6554
2011 | 5 | 22 | 12 | 279.8 | 199.4 | 1134 | 5.6871
2011 | 5 | 22 | 13 | 277 | 196.5 | 1125 | 5.7252
2011 | 5 | 22 | 14 | 273.1 | 192.5 | 1114 | 5.787
2011 | 5 | 22 | 15 | 280.7 | 200.2 | 1138 | 5.6843
2011 | 5 | 22 | 16 | 275.6 | 195.1 | 1118 | 5.7304
2011 | 5 | 22 | 17 | 268.4 | 187.9 | 1101 | 5.8595
2011 | 5 | 22 | 18 | 268.7 | 188.2 | 1100 | 5.8448
2011 | 5 | 22 | 19 | 255.4 | 174.8 | 1055 | 6.0355
2011 | 5 | 22 | 20 | 270.4 | 189.8 | 1112 | 5.8588
2011 | 5 | 22 | 21 | 275.6 | 195 | 1125 | 5.7692
2011 | 5 | 22 | 22 | 281.2 | 200.6 | 1142 | 5.6929
2011 | 5 | 22 | 23 | 280.9 | 200.2 | 1142 | 5.7043
2011 | 5 | 22 | 24 | 280.8 | 200.1 | 1140 | 5.6972
2011 | 5 | 23 | 1 | 280.9 | 200.7 | 1145 | 5.705
2011 | 5 | 23 | 2 | 281.6 | 201.1 | 1146 | 5.6987
2011 | 5 | 23 | 3 | 285.4 | 194.2 | 1113 | 5.7312
2011 | 5 | 23 | 4 | 285.9 | 194.2 | 1111 | 5.7209
2011 | 5 | 23 | 5 | 279.5 | 194.3 | 1120 | 5.7643
2011 | 5 | 23 | 6 | 259.4 | 177.4 | 1063 | 5.9921
2011 | 5 | 23 | 7 | 258.4 | 176.7 | 1064 | 6.0215
2011 | 5 | 23 | 8 | 281.3 | 199.5 | 1143 | 5.7293
2011 | 5 | 23 | 9 | 283.7 | 201.8 | 1144 | 5.669
2011 | 5 | 23 | 10 | 284 | 202.1 | 1143 | 5.6556
2011 | 5 | 23 | 11 | 264.4 | 202.3 | 1155 | 5.7093
2011 | 5 | 23 | 12 | 262.6 | 201.1 | 1161 | 5.7732
2011 | 5 | 23 | 13 | 261.6 | 200 | 1160 | 5.8
2011 | 5 | 23 | 14 | 262.6 | 201 | 1162 | 5.7811
2011 | 5 | 23 | 15 | 262.1 | 200.5 | 1162 | 5.7955
2011 | 5 | 23 | 16 | 261.2 | 199.7 | 1159 | 5.8037
2011 | 5 | 23 | 17 | 249.2 | 200.8 | 1167 | 5.8118
2011 | 5 | 23 | 18 | 240.3 | 199.7 | 1172 | 5.8688
2011 | 5 | 23 | 19 | 231 | 190.4 | 1145 | 6.0137
2011 | 5 | 23 | 20 | 236.9 | 196.3 | 1166 | 5.9399
2011 | 5 | 23 | 21 | 239.7 | 199.1 | 1177 | 5.9116
2011 | 5 | 23 | 22 | 244.4 | 197.9 | 1167 | 5.8969
2011 | 5 | 23 | 23 | 249.3 | 187.2 | 1118 | 5.9722
2011 | 5 | 23 | 24 | 254 | 191.8 | 1146 | 5.975
2011 | 5 | 24 | 1 | 264.8 | 200.2 | 1157 | 5.7792
2011 | 5 | 24 | 2 | 276.1 | 200.6 | 1153 | 5.7478
2011 | 5 | 24 | 3 | 274.7 | 199.5 | 1143 | 5.7293
2011 | 5 | 24 | 4 | 269 | 193.6 | 1126 | 5.8161
2011 | 5 | 24 | 5 | 244.9 | 171.9 | 1046 | 6.0849
2011 | 5 | 24 | 6 | 237 | 176.4 | 1076 | 6.0998
2011 | 5 | 24 | 7 | 226.8 | 166.2 | 1037 | 6.2395
2011 | 5 | 24 | 8 | 257.1 | 196.6 | 1153 | 5.8647
2011 | 5 | 24 | 9 | 259.3 | 198.8 | 1155 | 5.8099
2011 | 5 | 24 | 10 | 250.4 | 200.8 | 1167 | 5.8118
2011 | 5 | 24 | 11 | 245.2 | 201.4 | 1176 | 5.8391
2011 | 5 | 24 | 12 | 245 | 200.8 | 1178 | 5.8665
2011 | 5 | 24 | 13 | 244.4 | 200.2 | 1173 | 5.8591
2011 | 5 | 24 | 14 | 244.8 | 200.6 | 1177 | 5.8674
2011 | 5 | 24 | 15 | 245.5 | 201.2 | 1179 | 5.8598
2011 | 5 | 24 | 16 | 245.2 | 200.8 | 1177 | 5.8616
2011 | 5 | 24 | 17 | 244.6 | 199.9 | 1176 | 5.8829
2011 | 5 | 24 | 18 | 244.6 | 199.6 | 1174 | 5.8818
2011 | 5 | 24 | 19 | 244.3 | 199.3 | 1173 | 5.8856
2011 | 5 | 24 | 20 | 244.7 | 199.7 | 1176 | 5.8888
2011 | 5 | 24 | 21 | 245.4 | 200.3 | 1176 | 5.8712
2011 | 5 | 24 | 22 | 245.3 | 200.2 | 1178 | 5.8841
2011 | 5 | 24 | 23 | 245.4 | 200.4 | 1176 | 5.8683
2011 | 5 | 24 | 24 | 245 | 200 | 1176 | 5.88
2011 | 5 | 25 | 1 | 244.5 | 199.5 | 1172 | 5.8747
2011 | 5 | 25 | 2 | 244.3 | 199.4 | 1173 | 5.8826
2011 | 5 | 25 | 3 | 241.4 | 196.5 | 1159 | 5.8982
2011 | 5 | 25 | 4 | 228.8 | 184 | 1120 | 6.087
2011 | 5 | 25 | 5 | 226.3 | 181.5 | 1102 | 6.0716
2011 | 5 | 25 | 6 | 231.4 | 186.6 | 1129 | 6.0504
2011 | 5 | 25 | 7 | 231.9 | 187.1 | 1127 | 6.0235
2011 | 5 | 25 | 8 | 244 | 199.3 | 1168 | 5.8605
2011 | 5 | 25 | 9 | 242.9 | 198.1 | 1170 | 5.9061
2011 | 5 | 25 | 10 | 246.1 | 201.3 | 1173 | 5.8271
2011 | 5 | 25 | 11 | 243.7 | 198.8 | 1168 | 5.8753
2011 | 5 | 25 | 12 | 246.4 | 201.5 | 1180 | 5.8561
2011 | 5 | 25 | 13 | 245.7 | 200.8 | 1177 | 5.8616
2011 | 5 | 25 | 14 | 246.3 | 191.5 | 1132 | 5.9112
2011 | 5 | 25 | 15 | 248 | 191.8 | 1130 | 5.8916
2011 | 5 | 25 | 16 | 245.9 | 200.2 | 1176 | 5.8741
2011 | 5 | 25 | 17 | 243.5 | 199 | 1165 | 5.8543
2011 | 5 | 25 | 18 | 245.3 | 200.3 | 1171 | 5.8462
2011 | 5 | 25 | 19 | 247.2 | 200.3 | 1167 | 5.8263
2011 | 5 | 25 | 20 | 215.2 | 169.9 | 1053 | 6.1978
2011 | 5 | 25 | 21 | 246.6 | 199.8 | 1167 | 5.8408
2011 | 5 | 25 | 22 | 246.1 | 199.3 | 1167 | 5.8555
2011 | 5 | 25 | 23 | 232.4 | 195.2 | 1160 | 5.9426
2011 | 5 | 25 | 24 | 228.7 | 193.3 | 1160 | 6.001
2011 | 5 | 26 | 1 | 235.8 | 200.4 | 1184 | 5.9082
2011 | 5 | 26 | 2 | 232.1 | 196.7 | 1170 | 5.9481
2011 | 5 | 26 | 3 | 236.4 | 200.9 | 1190 | 5.9233
2011 | 5 | 26 | 4 | 235.9 | 200.4 | 1188 | 5.9281
2011 | 5 | 26 | 5 | 236.8 | 201.3 | 1187 | 5.8967
2011 | 5 | 26 | 6 | 235.6 | 200.1 | 1184 | 5.917
2011 | 5 | 26 | 7 | 237.9 | 201.5 | 1185 | 5.8809
2011 | 5 | 26 | 8 | 236.7 | 201.6 | 1187 | 5.8879
2011 | 5 | 26 | 9 | 235.6 | 200.5 | 1182 | 5.8953
2011 | 5 | 26 | 10 | 231.7 | 196.7 | 1169 | 5.9431
2011 | 5 | 26 | 11 | 232.2 | 197.3 | 1165 | 5.9047
2011 | 5 | 26 | 12 | 242.1 | 199.6 | 1176 | 5.8918
2011 | 5 | 26 | 13 | 240.9 | 185.8 | 1096 | 5.8988
2011 | 5 | 26 | 14 | 253.3 | 191.4 | 1136 | 5.9352
2011 | 5 | 26 | 15 | 254.9 | 193.8 | 1144 | 5.903
2011 | 5 | 26 | 16 | 249.2 | 195.1 | 1147 | 5.879
2011 | 5 | 26 | 17 | 248 | 198 | 1161 | 5.8636
2011 | 5 | 26 | 18 | 248.1 | 198.1 | 1167 | 5.891
2011 | 5 | 26 | 19 | 248.4 | 198.3 | 1170 | 5.9002
2011 | 5 | 26 | 20 | 251.2 | 200.3 | 1182 | 5.9011
2011 | 5 | 26 | 21 | 271.9 | 201.1 | 1164 | 5.7882
2011 | 5 | 26 | 22 | 271.1 | 200.5 | 1160 | 5.7855
2011 | 5 | 26 | 23 | 268.9 | 198.3 | 1151 | 5.8043
2011 | 5 | 26 | 24 | 270.8 | 199.6 | 1155 | 5.7866
2011 | 5 | 27 | 1 | 275.5 | 200.3 | 1150 | 5.7414
2011 | 5 | 27 | 2 | 274.9 | 199.7 | 1146 | 5.7386
2011 | 5 | 27 | 3 | 267.9 | 192.4 | 1120 | 5.8212
2011 | 5 | 27 | 4 | 262 | 186.9 | 1107 | 5.923
2011 | 5 | 27 | 5 | 260.4 | 182.9 | 1093 | 5.9759
2011 | 5 | 27 | 6 | 264.6 | 183.1 | 1092 | 5.964
2011 | 5 | 27 | 7 | 278.9 | 196.7 | 1130 | 5.7448
2011 | 5 | 27 | 8 | 280.8 | 198.6 | 1136 | 5.72
2011 | 5 | 27 | 9 | 282.4 | 200.3 | 1141 | 5.6965
2011 | 5 | 27 | 10 | 283.2 | 201.2 | 1139 | 5.661
2011 | 5 | 27 | 11 | 282.5 | 200.5 | 1134 | 5.6559
2011 | 5 | 27 | 12 | 282.1 | 200.2 | 1130 | 5.6444
2011 | 5 | 27 | 13 | 282.6 | 200.8 | 1131 | 5.6325
2011 | 5 | 27 | 14 | 289.5 | 201.4 | 1131 | 5.6157
2011 | 5 | 27 | 15 | 293.7 | 201.7 | 1129 | 5.5974
2011 | 5 | 27 | 16 | 294 | 200.1 | 1123 | 5.6122
2011 | 5 | 27 | 17 | 303.8 | 202.3 | 1124 | 5.5561
2011 | 5 | 27 | 18 | 303.6 | 202.2 | 1122 | 5.549
2011 | 5 | 27 | 19 | 303.4 | 201.9 | 1118 | 5.5374
2011 | 5 | 27 | 20 | 303.7 | 202.2 | 1119 | 5.5341
2011 | 5 | 27 | 21 | 304 | 202.6 | 1118 | 5.5183
2011 | 5 | 27 | 22 | 303.3 | 202.1 | 1113 | 5.5072
2011 | 5 | 27 | 23 | 302.7 | 201.5 | 1109 | 5.5037
2011 | 5 | 27 | 24 | 302.19 | 201.09 | 1106 | 5.5
2011 | 5 | 28 | 1 | 299.5 | 198.6 | 1096 | 5.5186
2011 | 5 | 28 | 2 | 301.4 | 200.7 | 1100 | 5.4808
2011 | 5 | 28 | 3 | 297.6 | 195.8 | 1081 | 5.5209
2011 | 5 | 28 | 4 | 279.8 | 198.1 | 1100 | 5.5528
2011 | 5 | 28 | 5 | 260.4 | 197.5 | 1123 | 5.6861
2011 | 5 | 28 | 6 | 254.9 | 191.9 | 1114 | 5.8051
2011 | 5 | 28 | 7 | 261.7 | 199.6 | 1150 | 5.7615
2011 | 5 | 28 | 8 | 261.6 | 200.2 | 1148 | 5.7343
2011 | 5 | 28 | 9 | 261.6 | 200.8 | 1160 | 5.7769
2011 | 5 | 28 | 10 | 262 | 202.2 | 1165 | 5.7616
2011 | 5 | 28 | 11 | 282.9 | 202.3 | 1151 | 5.6896
2011 | 5 | 28 | 12 | 298.8 | 202.2 | 1135 | 5.6133
2011 | 5 | 28 | 13 | 308.9 | 200.8 | 1117 | 5.5627
2011 | 5 | 28 | 14 | 310.7 | 202.4 | 1120 | 5.5336
2011 | 5 | 28 | 15 | 327.6 | 202.8 | 1112 | 5.4832
2011 | 5 | 28 | 16 | 335.5 | 202.1 | 1098 | 5.433
2011 | 5 | 28 | 17 | 335.5 | 202.1 | 1093 | 5.4082
2011 | 5 | 28 | 18 | 331.7 | 198.3 | 1089 | 5.4917
2011 | 5 | 28 | 19 | 332.2 | 199.1 | 1080 | 5.4244
2011 | 5 | 28 | 20 | 322.7 | 189.7 | 1047 | 5.5192
2011 | 5 | 28 | 21 | 325.4 | 192.6 | 1051 | 5.4569
2011 | 5 | 28 | 22 | 323.1 | 190.4 | 1048 | 5.5042
2011 | 5 | 28 | 23 | 304.3 | 171 | 989 | 5.7836
2011 | 5 | 28 | 24 | 311.9 | 168.6 | 978 | 5.8007
2011 | 5 | 29 | 1 | 316.6 | 173.3 | 993 | 5.7299
2011 | 5 | 29 | 2 | 309.8 | 166.5 | 967 | 5.8078
2011 | 5 | 29 | 3 | 302.8 | 159.5 | 940 | 5.8934
2011 | 5 | 29 | 4 | 301.2 | 157.8 | 929 | 5.8872
2011 | 5 | 29 | 5 | 297.4 | 154 | 914 | 5.9351
2011 | 5 | 29 | 6 | 293.7 | 150.3 | 898 | 5.9747
2011 | 5 | 29 | 7 | 304 | 167.8 | 979 | 5.8343
2011 | 5 | 29 | 8 | 297.3 | 195.6 | 1094 | 5.593
2011 | 5 | 29 | 9 | 304.4 | 203.2 | 1116 | 5.4921
2011 | 5 | 29 | 10 | 303.9 | 202.7 | 1120 | 5.5254
2011 | 5 | 29 | 11 | 297.9 | 196.7 | 1103 | 5.6075
2011 | 5 | 29 | 12 | 295.5 | 194.4 | 1095 | 5.6327
2011 | 5 | 29 | 13 | 298.4 | 197.3 | 1104 | 5.5955
2011 | 5 | 29 | 14 | 303.1 | 201.9 | 1118 | 5.5374
2011 | 5 | 29 | 15 | 303.7 | 202.3 | 1123 | 5.5512
2011 | 5 | 29 | 16 | 304 | 202.5 | 1122 | 5.5407
2011 | 5 | 29 | 17 | 304.1 | 202.5 | 1126 | 5.5605
2011 | 5 | 29 | 18 | 303.9 | 202.3 | 1124 | 5.5561
2011 | 5 | 29 | 19 | 304 | 202.3 | 1125 | 5.561
2011 | 5 | 29 | 20 | 303.8 | 201.9 | 1130 | 5.5968
2011 | 5 | 29 | 21 | 320.6 | 202.7 | 1118 | 5.5155
2011 | 5 | 29 | 22 | 319.9 | 202.4 | 1109 | 5.4792
2011 | 5 | 29 | 23 | 317.5 | 200.2 | 1097 | 5.4795
2011 | 5 | 29 | 24 | 303.6 | 186.2 | 1057 | 5.6767
2011 | 5 | 30 | 1 | 303.5 | 186.1 | 1059 | 5.6905
2011 | 5 | 30 | 2 | 299.1 | 181.7 | 1051 | 5.7843
2011 | 5 | 30 | 3 | 294.8 | 177.4 | 1037 | 5.8455
2011 | 5 | 30 | 4 | 301.4 | 184.2 | 1054 | 5.722
2011 | 5 | 30 | 5 | 311 | 194 | 1080 | 5.567
2011 | 5 | 30 | 6 | 313.4 | 196.4 | 1085 | 5.5244
2011 | 5 | 30 | 7 | 304.5 | 187.5 | 1058 | 5.6427
2011 | 5 | 30 | 8 | 316.1 | 199.1 | 1090 | 5.4746
2011 | 5 | 30 | 9 | 308.9 | 192 | 1070 | 5.5729
2011 | 5 | 30 | 10 | 313.8 | 197.1 | 1082 | 5.4896
2011 | 5 | 30 | 11 | 307.8 | 194.4 | 1075 | 5.5298
2011 | 5 | 30 | 12 | 307.3 | 201.9 | 1104 | 5.4681
2011 | 5 | 30 | 13 | 307.3 | 201.8 | 1105 | 5.4757
2011 | 5 | 30 | 14 | 306.9 | 201.5 | 1106 | 5.4888
2011 | 5 | 30 | 15 | 307.3 | 201.9 | 1108 | 5.4879
2011 | 5 | 30 | 16 | 307.6 | 202.2 | 1105 | 5.4649
2011 | 5 | 30 | 17 | 307.5 | 202.1 | 1107 | 5.4775
2011 | 5 | 30 | 18 | 303 | 197.7 | 1089 | 5.5083
2011 | 5 | 30 | 19 | 300.4 | 195.2 | 1086 | 5.5635
2011 | 5 | 30 | 20 | 303.5 | 198.2 | 1094 | 5.5197
2011 | 5 | 30 | 21 | 305.9 | 200.7 | 1101 | 5.4858
2011 | 5 | 30 | 22 | 305.3 | 200.1 | 1101 | 5.5022
2011 | 5 | 30 | 23 | 297.2 | 195.5 | 1088 | 5.5652
2011 | 5 | 30 | 24 | 292.2 | 196.7 | 1098 | 5.5821
2011 | 5 | 31 | 1 | 298.1 | 202.5 | 1120 | 5.5309
2011 | 5 | 31 | 2 | 298.4 | 202.8 | 1122 | 5.5325
2011 | 5 | 31 | 3 | 295.9 | 200.3 | 1122 | 5.6016
2011 | 5 | 31 | 4 | 298.5 | 202.8 | 1122 | 5.5325
2011 | 5 | 31 | 5 | 297.8 | 202.1 | 1120 | 5.5418
2011 | 5 | 31 | 6 | 298 | 202.2 | 1122 | 5.549
2011 | 5 | 31 | 7 | 298.5 | 202.7 | 1125 | 5.5501
2011 | 5 | 31 | 8 | 298.8 | 202.9 | 1126 | 5.5495
2011 | 5 | 31 | 9 | 301.4 | 203 | 1129 | 5.5616
2011 | 5 | 31 | 10 | 309.6 | 202.8 | 1121 | 5.5276
2011 | 5 | 31 | 11 | 311.3 | 202.7 | 1122 | 5.5353
2011 | 5 | 31 | 12 | 328.9 | 202.1 | 1104 | 5.4626
2011 | 5 | 31 | 13 | 328.8 | 202 | 1101 | 5.4505
2011 | 5 | 31 | 14 | 329.4 | 201.6 | 1093 | 5.4216
2011 | 5 | 31 | 15 | 328.8 | 200.7 | 1088 | 5.421
2011 | 5 | 31 | 16 | 319.1 | 194.5 | 1066 | 5.4807
2011 | 5 | 31 | 17 | 310.6 | 194.2 | 1070 | 5.5098
2011 | 5 | 31 | 18 | 305.9 | 189.6 | 1060 | 5.5907
2011 | 5 | 31 | 19 | 306.3 | 189.9 | 1064 | 5.6029
2011 | 5 | 31 | 20 | 295.8 | 179.4 | 1035 | 5.7692
2011 | 5 | 31 | 21 | 307.9 | 191.5 | 1073 | 5.6031
2011 | 5 | 31 | 22 | 307.7 | 191.3 | 1067 | 5.5776
2011 | 5 | 31 | 23 | 311.8 | 195.5 | 1082 | 5.5345
2011 | 5 | 31 | 24 | 311.2 | 195 | 1078 | 5.5282
2011 | 6 | 1 | 1 | 316.3 | 200.1 | 1092 | 5.4573
2011 | 6 | 1 | 2 | 317.9 | 201.6 | 1097 | 5.4415
2011 | 6 | 1 | 3 | 318.4 | 201.8 | 1101 | 5.4559
2011 | 6 | 1 | 4 | 318.9 | 202.1 | 1103 | 5.4577
2011 | 6 | 1 | 5 | 321.5 | 201.9 | 1105 | 5.473
2011 | 6 | 1 | 6 | 327.8 | 201.6 | 1099 | 5.4514
2011 | 6 | 1 | 7 | 328 | 201.8 | 1101 | 5.4559
2011 | 6 | 1 | 8 | 328.2 | 202 | 1099 | 5.4406
2011 | 6 | 1 | 9 | 329 | 201.6 | 1094 | 5.4266
2011 | 6 | 1 | 10 | 323.2 | 195.4 | 1066 | 5.4555
2011 | 6 | 1 | 11 | 299.4 | 172 | 980 | 5.6977
2011 | 6 | 1 | 12 | 294.6 | 167.4 | 971 | 5.8005
2011 | 6 | 1 | 13 | 314.6 | 187 | 1031 | 5.5134
2011 | 6 | 1 | 14 | 284.7 | 177.4 | 1016 | 5.7272
2011 | 6 | 1 | 15 | 265.5 | 164.7 | 978 | 5.9381
2011 | 6 | 1 | 16 | 263.3 | 162.5 | 977 | 6.0123
2011 | 6 | 1 | 17 | 274.2 | 173.4 | 1027 | 5.9227
2011 | 6 | 1 | 18 | 282.9 | 182.2 | 1054 | 5.7849
2011 | 6 | 1 | 19 | 276.7 | 176 | 1030 | 5.8523
2011 | 6 | 1 | 20 | 277.6 | 176.8 | 1024 | 5.7919
2011 | 6 | 1 | 21 | 279.6 | 178.8 | 1037 | 5.7998
2011 | 6 | 1 | 22 | 278.7 | 178 | 1038 | 5.8315
2011 | 6 | 1 | 23 | 278.2 | 177.5 | 1033 | 5.8197
2011 | 6 | 1 | 24 | 287.2 | 186.3 | 1068 | 5.7327
2011 | 6 | 2 | 1 | 294.6 | 193.6 | 1093 | 5.6457
2011 | 6 | 2 | 2 | 303.1 | 202 | 1114 | 5.5149
2011 | 6 | 2 | 3 | 303.1 | 202 | 1114 | 5.5149
2011 | 6 | 2 | 4 | 302.7 | 201.6 | 1109 | 5.501
2011 | 6 | 2 | 5 | 300.3 | 199.2 | 1105 | 5.5472
2011 | 6 | 2 | 6 | 299.8 | 198.7 | 1102 | 5.546
2011 | 6 | 2 | 7 | 300.7 | 199.6 | 1110 | 5.5611
2011 | 6 | 2 | 8 | 304.2 | 203 | 1116 | 5.4975
2011 | 6 | 2 | 9 | 304.1 | 202.9 | 1118 | 5.5101
2011 | 6 | 2 | 10 | 317.5 | 201.8 | 1102 | 5.4609
2011 | 6 | 2 | 11 | 313.6 | 196.4 | 1074 | 5.4684
2011 | 6 | 2 | 12 | 307 | 189.9 | 1054 | 5.5503
2011 | 6 | 2 | 13 | 306.1 | 189.2 | 1049 | 5.5444
2011 | 6 | 2 | 14 | 306.9 | 190 | 1055 | 5.5526
2011 | 6 | 2 | 15 | 304 | 187.1 | 1048 | 5.6013
2011 | 6 | 2 | 16 | 302.3 | 185.3 | 1041 | 5.6179
2011 | 6 | 2 | 17 | 302.9 | 185.9 | 1047 | 5.6321
2011 | 6 | 2 | 18 | 311.3 | 194.3 | 1067 | 5.4915
2011 | 6 | 2 | 19 | 311.8 | 195.2 | 1069 | 5.4764
2011 | 6 | 2 | 20 | 296.8 | 191.6 | 1067 | 5.5689
2011 | 6 | 2 | 21 | 288.4 | 183.2 | 1050 | 5.7314
2011 | 6 | 2 | 22 | 284 | 184.4 | 1055 | 5.7213
2011 | 6 | 2 | 23 | 259.6 | 164 | 988 | 6.0244
2011 | 6 | 2 | 24 | 273 | 177.2 | 1055 | 5.9537
2011 | 6 | 3 | 1 | 295.8 | 200.1 | 1121 | 5.6022
2011 | 6 | 3 | 2 | 289.9 | 194.2 | 1099 | 5.6591
2011 | 6 | 3 | 3 | 294.2 | 185.4 | 1064 | 5.7389
2011 | 6 | 3 | 4 | 295 | 183.1 | 1056 | 5.7673
2011 | 6 | 3 | 5 | 300.5 | 188.7 | 1066 | 5.6492
2011 | 6 | 3 | 6 | 298.9 | 187.2 | 1059 | 5.6571
2011 | 6 | 3 | 7 | 313.3 | 201.6 | 1102 | 5.4663
2011 | 6 | 3 | 8 | 314 | 202.3 | 1103 | 5.4523
2011 | 6 | 3 | 9 | 313.9 | 202.3 | 1098 | 5.4276
2011 | 6 | 3 | 10 | 315.1 | 201.8 | 1098 | 5.441
2011 | 6 | 3 | 11 | 319 | 201.5 | 1092 | 5.4194
2011 | 6 | 3 | 12 | 317.8 | 201.1 | 1092 | 5.4301
2011 | 6 | 3 | 13 | 315.6 | 199.6 | 1083 | 5.4259
2011 | 6 | 3 | 14 | 315.7 | 199.8 | 1086 | 5.4354
2011 | 6 | 3 | 15 | 314.8 | 199.1 | 1083 | 5.4395
2011 | 6 | 3 | 16 | 314.3 | 198.7 | 1079 | 5.4303
2011 | 6 | 3 | 17 | 316.3 | 200.8 | 1084 | 5.3984
2011 | 6 | 3 | 18 | 317 | 200.7 | 1082 | 5.3911
2011 | 6 | 3 | 19 | 317.2 | 200.7 | 1076 | 5.3612
2011 | 6 | 3 | 20 | 314.3 | 198 | 1068 | 5.3939
2011 | 6 | 3 | 21 | 310.6 | 194.4 | 1055 | 5.427
2011 | 6 | 3 | 22 | 311.3 | 195.2 | 1058 | 5.4201
2011 | 6 | 3 | 23 | 306.4 | 190.3 | 1043 | 5.4808
2011 | 6 | 3 | 24 | 273.3 | 156.9 | 922 | 5.8764
2011 | 6 | 4 | 1 | 304 | 187.7 | 1046 | 5.5727
2011 | 6 | 4 | 2 | 274.8 | 158.4 | 938 | 5.9217
2011 | 6 | 4 | 3 | 253.7 | 138 | 841 | 6.0942
2011 | 6 | 4 | 4 | 269 | 152.9 | 930 | 6.0824
2011 | 6 | 4 | 5 | 281.4 | 165.2 | 989 | 5.9867
2011 | 6 | 4 | 6 | 282.8 | 166.4 | 995 | 5.9796
2011 | 6 | 4 | 7 | 305.5 | 189.3 | 1070 | 5.6524
2011 | 6 | 4 | 8 | 308.4 | 192.4 | 1073 | 5.5769
2011 | 6 | 4 | 9 | 310.3 | 194.4 | 1080 | 5.5556
2011 | 6 | 4 | 10 | 299.5 | 183.7 | 1044 | 5.6832
2011 | 6 | 4 | 11 | 306.9 | 191.2 | 1067 | 5.5805
2011 | 6 | 4 | 12 | 304.7 | 189 | 1056 | 5.5873
2011 | 6 | 4 | 13 | 301.7 | 186 | 1049 | 5.6398
2011 | 6 | 4 | 14 | 292 | 176.1 | 1023 | 5.8092
2011 | 6 | 4 | 15 | 298.2 | 182.4 | 1045 | 5.7292
2011 | 6 | 4 | 16 | 300.1 | 184.2 | 1046 | 5.6786
2011 | 6 | 4 | 17 | 314.2 | 198.6 | 1088 | 5.4783
2011 | 6 | 4 | 18 | 312.5 | 196.9 | 1079 | 5.4799
2011 | 6 | 4 | 19 | 307 | 191.4 | 1060 | 5.5381
2011 | 6 | 4 | 20 | 292.9 | 177.2 | 1022 | 5.7675
2011 | 6 | 4 | 21 | 289.2 | 173.4 | 1014 | 5.8478
2011 | 6 | 4 | 22 | 298 | 182 | 1042 | 5.7253
2011 | 6 | 4 | 23 | 307.5 | 191.5 | 1070 | 5.5875
2011 | 6 | 4 | 24 | 303.2 | 187 | 1054 | 5.6364
2011 | 6 | 5 | 1 | 317 | 191.8 | 1064 | 5.5474
2011 | 6 | 5 | 2 | 316.5 | 189.6 | 1052 | 5.5485
2011 | 6 | 5 | 3 | 319.9 | 192.9 | 1066 | 5.5262
2011 | 6 | 5 | 4 | 324.6 | 197.5 | 1079 | 5.4633
2011 | 6 | 5 | 5 | 326.3 | 199.1 | 1083 | 5.4395
2011 | 6 | 5 | 6 | 324.7 | 197.4 | 1077 | 5.4559
2011 | 6 | 5 | 7 | 315.2 | 188 | 1049 | 5.5798
2011 | 6 | 5 | 8 | 305.8 | 174.4 | 1007 | 5.7741
2011 | 6 | 5 | 9 | 316.8 | 175.3 | 1003 | 5.7216
2011 | 6 | 5 | 10 | 328.7 | 188.1 | 1034 | 5.4971
2011 | 6 | 5 | 11 | 340.7 | 200.1 | 1072 | 5.3573
2011 | 6 | 5 | 12 | 339.1 | 198.4 | 1069 | 5.3881
2011 | 6 | 5 | 13 | 332.6 | 192 | 1041 | 5.4219
2011 | 6 | 5 | 14 | 314.4 | 174.4 | 984 | 5.6422
2011 | 6 | 5 | 15 | 305.5 | 165.2 | 943 | 5.7082
2011 | 6 | 5 | 16 | 302.8 | 165.1 | 945 | 5.7238
2011 | 6 | 5 | 17 | 300.9 | 181.1 | 1007 | 5.5605
2011 | 6 | 5 | 18 | 300.2 | 192.4 | 1050 | 5.4574
2011 | 6 | 5 | 19 | 298.2 | 197.5 | 1073 | 5.4329
2011 | 6 | 5 | 20 | 297 | 196 | 1073 | 5.4745
2011 | 6 | 5 | 21 | 297.5 | 196.8 | 1085 | 5.5132
2011 | 6 | 5 | 22 | 294.9 | 194.5 | 1082 | 5.563
2011 | 6 | 5 | 23 | 293.6 | 192.7 | 1087 | 5.6409
2011 | 6 | 5 | 24 | 290.7 | 189.4 | 1080 | 5.7022
2011 | 6 | 6 | 1 | 303 | 191.3 | 1085 | 5.6717
2011 | 6 | 6 | 2 | 309.1 | 193.9 | 1086 | 5.6008
2011 | 6 | 6 | 3 | 309.8 | 194.7 | 1088 | 5.5881
2011 | 6 | 6 | 4 | 310.2 | 195.1 | 1089 | 5.5818
2011 | 6 | 6 | 5 | 310.6 | 195.5 | 1087 | 5.5601
2011 | 6 | 6 | 6 | 312.9 | 197.8 | 1095 | 5.5359
2011 | 6 | 6 | 7 | 316.1 | 201.2 | 1102 | 5.4771
2011 | 6 | 6 | 8 | 309.5 | 194.6 | 1084 | 5.5704
2011 | 6 | 6 | 9 | 311.5 | 196.7 | 1089 | 5.5363
2011 | 6 | 6 | 10 | 309.8 | 193.3 | 1077 | 5.5717
2011 | 6 | 6 | 11 | 322.8 | 201.9 | 1096 | 5.4284
2011 | 6 | 6 | 12 | 318.5 | 197.7 | 1079 | 5.4578
2011 | 6 | 6 | 13 | 322.2 | 201.3 | 1088 | 5.4049
2011 | 6 | 6 | 14 | 318.8 | 197.8 | 1081 | 5.4651
2011 | 6 | 6 | 15 | 314.9 | 193.8 | 1067 | 5.5057
2011 | 6 | 6 | 16 | 304.2 | 183.1 | 1043 | 5.6963
2011 | 6 | 6 | 17 | 310.5 | 189.4 | 1057 | 5.5808
2011 | 6 | 6 | 18 | 311.7 | 190.9 | 1065 | 5.5788
2011 | 6 | 6 | 19 | 313.7 | 192.8 | 1067 | 5.5342
2011 | 6 | 6 | 20 | 297.6 | 176.5 | 1018 | 5.7677
2011 | 6 | 6 | 21 | 283.4 | 162.2 | 963 | 5.9371
2011 | 6 | 6 | 22 | 295.6 | 174.7 | 1016 | 5.8157
2011 | 6 | 6 | 23 | 293.8 | 173.4 | 1000 | 5.767
2011 | 6 | 6 | 24 | 278.9 | 158.3 | 941 | 5.9444
2011 | 6 | 7 | 1 | 274.5 | 153.7 | 921 | 5.9922
2011 | 6 | 7 | 2 | 272.9 | 152.1 | 916 | 6.0224
2011 | 6 | 7 | 3 | 267.1 | 146.2 | 887 | 6.067
2011 | 6 | 7 | 4 | 266.4 | 145.9 | 887 | 6.0795
2011 | 6 | 7 | 5 | 271.1 | 150.5 | 912 | 6.0598
2011 | 6 | 7 | 6 | 269.2 | 148.7 | 901 | 6.0592
2011 | 6 | 7 | 7 | 291.1 | 170.9 | 1000 | 5.8514
2011 | 6 | 7 | 8 | 309.7 | 190 | 1057 | 5.5632
2011 | 6 | 7 | 9 | 298.8 | 191.1 | 1060 | 5.5468
2011 | 6 | 7 | 10 | 286.6 | 199.5 | 1108 | 5.5539
2011 | 6 | 7 | 11 | 281.6 | 201 | 1125 | 5.597
2011 | 6 | 7 | 12 | 281.4 | 201 | 1127 | 5.607
2011 | 6 | 7 | 13 | 281.5 | 200.7 | 1129 | 5.6253
2011 | 6 | 7 | 14 | 278.8 | 196.9 | 1112 | 5.6475
2011 | 6 | 7 | 15 | 301.1 | 200.5 | 1120 | 5.586
2011 | 6 | 7 | 16 | 302.9 | 202.4 | 1121 | 5.5385
2011 | 6 | 7 | 17 | 303.1 | 202.6 | 1117 | 5.5133
2011 | 6 | 7 | 18 | 272.5 | 171.5 | 997 | 5.8134
2011 | 6 | 7 | 19 | 296.5 | 176.8 | 1025 | 5.7975
2011 | 6 | 7 | 20 | 290 | 169.8 | 999 | 5.8834
2011 | 6 | 7 | 21 | 299.6 | 186.2 | 1059 | 5.6874
2011 | 6 | 7 | 22 | 279.1 | 168.1 | 1000 | 5.9488
2011 | 6 | 7 | 23 | 277.1 | 166.2 | 995 | 5.9868
2011 | 6 | 7 | 24 | 266.2 | 155.2 | 934 | 6.018
2011 | 6 | 8 | 1 | 248.5 | 137.8 | 856 | 6.2119
2011 | 6 | 8 | 2 | 256.4 | 141 | 876 | 6.2128
2011 | 6 | 8 | 3 | 254.2 | 134.7 | 835 | 6.199
2011 | 6 | 8 | 4 | 266.8 | 147.4 | 900 | 6.1058
2011 | 6 | 8 | 5 | 280.8 | 161.2 | 968 | 6.005
2011 | 6 | 8 | 6 | 301.8 | 182.2 | 1047 | 5.7464
2011 | 6 | 8 | 7 | 301.3 | 181.7 | 1037 | 5.7072
2011 | 6 | 8 | 8 | 311.6 | 195.6 | 1082 | 5.5317
2011 | 6 | 8 | 9 | 308.7 | 198.5 | 1092 | 5.5013
2011 | 6 | 8 | 10 | 288.9 | 188.2 | 1076 | 5.7173
2011 | 6 | 8 | 11 | 291.8 | 195 | 1101 | 5.6462
2011 | 6 | 8 | 12 | 286.7 | 201.2 | 1133 | 5.6312
2011 | 6 | 8 | 13 | 287.2 | 201.6 | 1135 | 5.63
2011 | 6 | 8 | 14 | 287 | 201.4 | 1135 | 5.6356
2011 | 6 | 8 | 15 | 285.9 | 200.3 | 1134 | 5.6615
2011 | 6 | 8 | 16 | 285.5 | 200 | 1129 | 5.645
2011 | 6 | 8 | 17 | 284 | 198.6 | 1123 | 5.6546
2011 | 6 | 8 | 18 | 282 | 196.7 | 1112 | 5.6533
2011 | 6 | 8 | 19 | 278 | 201.3 | 1133 | 5.6284
2011 | 6 | 8 | 20 | 273.5 | 198.2 | 1126 | 5.6811
2011 | 6 | 8 | 21 | 271.2 | 195.9 | 1123 | 5.7325
2011 | 6 | 8 | 22 | 276 | 200.7 | 1136 | 5.6602
2011 | 6 | 8 | 23 | 276.8 | 201.4 | 1143 | 5.6753
2011 | 6 | 8 | 24 | 275.9 | 200.4 | 1141 | 5.6936
2011 | 6 | 9 | 1 | 275.5 | 200.2 | 1149 | 5.7393
2011 | 6 | 9 | 2 | 291.3 | 201.2 | 1141 | 5.671
2011 | 6 | 9 | 3 | 312.6 | 194.7 | 1088 | 5.5881
2011 | 6 | 9 | 4 | 279.7 | 160.4 | 948 | 5.9102
2011 | 6 | 9 | 5 | 271.1 | 152.3 | 912 | 5.9882
2011 | 6 | 9 | 6 | 268.9 | 150.5 | 899 | 5.9734
2011 | 6 | 9 | 7 | 268.3 | 167.6 | 984 | 5.8711
2011 | 6 | 9 | 8 | 247.5 | 171.7 | 1024 | 5.9639
2011 | 6 | 9 | 9 | 230.3 | 159.7 | 982 | 6.149
2011 | 6 | 9 | 10 | 222.4 | 152 | 950 | 6.25
2011 | 6 | 9 | 11 | 245.1 | 174.8 | 1060 | 6.0641
2011 | 6 | 9 | 12 | 248.8 | 182.7 | 1087 | 5.9496
2011 | 6 | 9 | 13 | 244.4 | 184 | 1091 | 5.9293
2011 | 6 | 9 | 14 | 243.1 | 182.7 | 1090 | 5.9661
2011 | 6 | 9 | 15 | 250.7 | 190.4 | 1113 | 5.8456
2011 | 6 | 9 | 16 | 242.2 | 181.8 | 1089 | 5.9901
2011 | 6 | 9 | 17 | 248.9 | 188.6 | 1106 | 5.8643
2011 | 6 | 9 | 18 | 251.5 | 191.2 | 1115 | 5.8316
2011 | 6 | 9 | 19 | 246 | 189 | 1108 | 5.8624
2011 | 6 | 9 | 20 | 235.3 | 179.6 | 1082 | 6.0245
2011 | 6 | 9 | 21 | 217.9 | 162.2 | 1008 | 6.2145
2011 | 6 | 9 | 22 | 211.1 | 155.1 | 977 | 6.2992
2011 | 6 | 9 | 23 | 229.3 | 173.4 | 1071 | 6.1765
2011 | 6 | 9 | 24 | 245.5 | 189.6 | 1127 | 5.9441
2011 | 6 | 10 | 1 | 254.4 | 199.3 | 1159 | 5.8154
2011 | 6 | 10 | 2 | 245.9 | 189.9 | 1126 | 5.9294
2011 | 6 | 10 | 3 | 243 | 187.1 | 1121 | 5.9914
2011 | 6 | 10 | 4 | 234.3 | 168.4 | 1044 | 6.1995
2011 | 6 | 10 | 5 | 229.6 | 159.2 | 997 | 6.2626
2011 | 6 | 10 | 6 | 243 | 172.6 | 1059 | 6.1356
2011 | 6 | 10 | 7 | 264.9 | 181.8 | 1083 | 5.9571
2011 | 6 | 10 | 8 | 275.9 | 188.5 | 1094 | 5.8037
2011 | 6 | 10 | 9 | 275.2 | 187.4 | 1082 | 5.7737
2011 | 6 | 10 | 10 | 277.7 | 189.7 | 1086 | 5.7248
2011 | 6 | 10 | 11 | 261.3 | 173.3 | 1029 | 5.9377
2011 | 6 | 10 | 12 | 278.3 | 185.8 | 1072 | 5.7696
2011 | 6 | 10 | 13 | 284.4 | 194.9 | 1092 | 5.6029
2011 | 6 | 10 | 14 | 284.1 | 197.6 | 1103 | 5.582
2011 | 6 | 10 | 15 | 274.4 | 187.8 | 1076 | 5.7295
2011 | 6 | 10 | 16 | 262.1 | 175.8 | 1041 | 5.9215
2011 | 6 | 10 | 17 | 260.5 | 174 | 1031 | 5.9253
2011 | 6 | 10 | 18 | 256 | 170.9 | 1029 | 6.0211
2011 | 6 | 10 | 19 | 255.7 | 170.8 | 1031 | 6.0363
2011 | 6 | 10 | 20 | 257 | 172.1 | 1047 | 6.0837
2011 | 6 | 10 | 21 | 263.1 | 178.1 | 1067 | 5.991
2011 | 6 | 10 | 22 | 274.4 | 189.4 | 1104 | 5.8289
2011 | 6 | 10 | 23 | 273.5 | 183.8 | 1076 | 5.8542
2011 | 6 | 10 | 24 | 267.4 | 166.5 | 1004 | 6.03
2011 | 6 | 11 | 1 | 254.4 | 135.3 | 840 | 6.2084
2011 | 6 | 11 | 2 | 292.6 | 152 | 919 | 6.0461
2011 | 6 | 11 | 3 | 291.6 | 150.9 | 907 | 6.0106
2011 | 6 | 11 | 4 | 299.9 | 159.4 | 944 | 5.9222
2011 | 6 | 11 | 5 | 289.6 | 149.2 | 891 | 5.9718
2011 | 6 | 11 | 6 | 276.6 | 136 | 826 | 6.0735
2011 | 6 | 11 | 7 | 287.2 | 146.8 | 881 | 6.0014
2011 | 6 | 11 | 8 | 279.2 | 138.9 | 840 | 6.0475
2011 | 6 | 11 | 9 | 298.1 | 158.1 | 937 | 5.9266
2011 | 6 | 11 | 10 | 301.7 | 166.1 | 966 | 5.8158
2011 | 6 | 11 | 11 | 300.3 | 179.7 | 1029 | 5.7262
2011 | 6 | 11 | 12 | 292.1 | 188.8 | 1062 | 5.625
2011 | 6 | 11 | 13 | 291.6 | 191.5 | 1071 | 5.5927
2011 | 6 | 11 | 14 | 277.9 | 177.8 | 1033 | 5.8099
2011 | 6 | 11 | 15 | 278.7 | 178.5 | 1038 | 5.8151
2011 | 6 | 11 | 16 | 277 | 176.6 | 1031 | 5.8381
2011 | 6 | 11 | 17 | 269.4 | 168.8 | 1009 | 5.9775
2011 | 6 | 11 | 18 | 263.6 | 162.7 | 985 | 6.0541
2011 | 6 | 11 | 19 | 279.9 | 178.6 | 1059 | 5.9295
2011 | 6 | 11 | 20 | 291.7 | 180.5 | 1053 | 5.8338
2011 | 6 | 11 | 21 | 291.7 | 180.6 | 1044 | 5.7807
2011 | 6 | 11 | 22 | 283.5 | 172.5 | 1018 | 5.9014
2011 | 6 | 11 | 23 | 266.1 | 154.9 | 936 | 6.0426
2011 | 6 | 11 | 24 | 259.5 | 146.1 | 898 | 6.1465
2011 | 6 | 12 | 1 | 280.7 | 150.5 | 917 | 6.093
2011 | 6 | 12 | 2 | 292.2 | 162.4 | 968 | 5.9606
2011 | 6 | 12 | 3 | 283.8 | 154.1 | 925 | 6.0026
2011 | 6 | 12 | 4 | 283.9 | 154.3 | 926 | 6.0013
2011 | 6 | 12 | 5 | 281.7 | 151.9 | 914 | 6.0171
2011 | 6 | 12 | 6 | 285.3 | 155.7 | 931 | 5.9794
2011 | 6 | 12 | 7 | 278.3 | 148.6 | 855 | 5.7537
2011 | 6 | 12 | 8 | 278.4 | 148.6 | 854 | 5.747
2011 | 6 | 12 | 9 | 279.4 | 149.2 | 859 | 5.7574
2011 | 6 | 12 | 10 | 279.4 | 149.1 | 860 | 5.7679
2011 | 6 | 12 | 11 | 279.9 | 149.4 | 863 | 5.7764
2011 | 6 | 12 | 12 | 288.6 | 149.3 | 862 | 5.7736
2011 | 6 | 12 | 13 | 289.7 | 148.9 | 857 | 5.7555
2011 | 6 | 12 | 14 | 294.8 | 149.3 | 850 | 5.6932
2011 | 6 | 12 | 15 | 299.4 | 149.4 | 843 | 5.6426
2011 | 6 | 12 | 16 | 288.4 | 149.4 | 849 | 5.6827
2011 | 6 | 12 | 17 | 283.9 | 149.1 | 849 | 5.6942
2011 | 6 | 12 | 18 | 289.4 | 163.4 | 951 | 5.8201
2011 | 6 | 12 | 19 | 289.6 | 179.3 | 1036 | 5.778
2011 | 6 | 12 | 20 | 283.5 | 173.4 | 1018 | 5.8708
2011 | 6 | 12 | 21 | 294.9 | 184.9 | 1060 | 5.7328
2011 | 6 | 12 | 22 | 295.9 | 185.9 | 1055 | 5.6751
2011 | 6 | 12 | 23 | 282.4 | 172.4 | 1007 | 5.8411
2011 | 6 | 12 | 24 | 281.1 | 171.1 | 1009 | 5.8971
2011 | 6 | 13 | 1 | 280.9 | 170.4 | 1005 | 5.8979
2011 | 6 | 13 | 2 | 281.8 | 171.1 | 1010 | 5.903
2011 | 6 | 13 | 3 | 273.2 | 162.5 | 971 | 5.9754
2011 | 6 | 13 | 4 | 269.1 | 158.3 | 951 | 6.0076
2011 | 6 | 13 | 5 | 274.1 | 163.6 | 977 | 5.9719
2011 | 6 | 13 | 6 | 264.2 | 153.9 | 930 | 6.0429
2011 | 6 | 13 | 7 | 258.3 | 148 | 900 | 6.0811
2011 | 6 | 13 | 8 | 264 | 153.9 | 930 | 6.0429
2011 | 6 | 13 | 9 | 252 | 141.8 | 869 | 6.1283
2011 | 6 | 13 | 10 | 253.1 | 145.1 | 888 | 6.1199
2011 | 6 | 13 | 11 | 260.3 | 174.6 | 1044 | 5.9794
2011 | 6 | 13 | 12 | 246.7 | 167.1 | 1013 | 6.0622
2011 | 6 | 13 | 13 | 242.1 | 162.4 | 994 | 6.1207
2011 | 6 | 13 | 14 | 245.7 | 165.8 | 1010 | 6.0917
2011 | 6 | 13 | 15 | 253.8 | 173.9 | 1057 | 6.0782
2011 | 6 | 13 | 16 | 265.5 | 185.7 | 1095 | 5.8966
2011 | 6 | 13 | 17 | 267.8 | 187.8 | 1100 | 5.8573
2011 | 6 | 13 | 18 | 273.3 | 193.3 | 1117 | 5.7786
2011 | 6 | 13 | 19 | 271.9 | 191.8 | 1119 | 5.8342
2011 | 6 | 13 | 20 | 274.1 | 194 | 1124 | 5.7938
2011 | 6 | 13 | 21 | 277.1 | 197 | 1132 | 5.7462
2011 | 6 | 13 | 22 | 274.8 | 194.7 | 1124 | 5.773
2011 | 6 | 13 | 23 | 269.8 | 189.6 | 1110 | 5.8544
2011 | 6 | 13 | 24 | 272.6 | 176.3 | 1054 | 5.9784
2011 | 6 | 14 | 1 | 271.9 | 170.2 | 1022 | 6.0047
2011 | 6 | 14 | 2 | 274 | 147.5 | 901 | 6.1085
2011 | 6 | 14 | 3 | 265.1 | 138.4 | 856 | 6.185
2011 | 6 | 14 | 4 | 283.4 | 156.8 | 951 | 6.0651
2011 | 6 | 14 | 5 | 289.9 | 163.5 | 977 | 5.9755
2011 | 6 | 14 | 6 | 278.5 | 152.1 | 918 | 6.0355
2011 | 6 | 14 | 7 | 300.8 | 174.8 | 1009 | 5.7723
2011 | 6 | 14 | 8 | 293 | 167.4 | 995 | 5.9438
2011 | 6 | 14 | 9 | 303.3 | 177.8 | 1025 | 5.7649
2011 | 6 | 14 | 10 | 299.5 | 177.8 | 1022 | 5.748
2011 | 6 | 14 | 11 | 292.9 | 183.6 | 1046 | 5.6972
2011 | 6 | 14 | 12 | 290.2 | 184.8 | 1060 | 5.7359
2011 | 6 | 14 | 13 | 302.1 | 196.6 | 1098 | 5.5849
2011 | 6 | 14 | 14 | 304 | 198.2 | 1102 | 5.56
2011 | 6 | 14 | 15 | 319.4 | 198.6 | 1092 | 5.4985
2011 | 6 | 14 | 16 | 311.4 | 190.6 | 1064 | 5.5824
2011 | 6 | 14 | 17 | 314.5 | 193.8 | 1074 | 5.5418
2011 | 6 | 14 | 18 | 305.6 | 185 | 1043 | 5.6378
2011 | 6 | 14 | 19 | 292.4 | 171.8 | 1007 | 5.8615
2011 | 6 | 14 | 20 | 280.9 | 160.3 | 954 | 5.9513
2011 | 6 | 14 | 21 | 286.4 | 166 | 982 | 5.9157
2011 | 6 | 14 | 22 | 289.5 | 169.3 | 990 | 5.8476
2011 | 6 | 14 | 23 | 284.2 | 163.9 | 970 | 5.9182
2011 | 6 | 14 | 24 | 279.9 | 159.6 | 949 | 5.9461
2011 | 6 | 15 | 1 | 264.2 | 145.5 | 887 | 6.0962
2011 | 6 | 15 | 2 | 273 | 152.6 | 928 | 6.0813
2011 | 6 | 15 | 3 | 278.9 | 158.4 | 956 | 6.0354
2011 | 6 | 15 | 4 | 279.6 | 159.2 | 958 | 6.0176
2011 | 6 | 15 | 5 | 276.3 | 155.8 | 941 | 6.0398
2011 | 6 | 15 | 6 | 273.1 | 152.6 | 925 | 6.0616
2011 | 6 | 15 | 7 | 299.3 | 179.1 | 1036 | 5.7845
2011 | 6 | 15 | 8 | 302.3 | 182.3 | 1041 | 5.7104
2011 | 6 | 15 | 9 | 312.6 | 193.1 | 1068 | 5.5308
2011 | 6 | 15 | 10 | 307.6 | 188.3 | 1046 | 5.555
2011 | 6 | 15 | 11 | 271.9 | 169.3 | 992 | 5.8594
2011 | 6 | 15 | 12 | 259.3 | 158.6 | 944 | 5.9521
2011 | 6 | 15 | 13 | 271.2 | 167.5 | 989 | 5.9045
2011 | 6 | 15 | 14 | 281.8 | 166.4 | 992 | 5.9615
2011 | 6 | 15 | 15 | 284.1 | 168.5 | 999 | 5.9288
2011 | 6 | 15 | 16 | 276.6 | 161.2 | 963 | 5.9739
2011 | 6 | 15 | 17 | 271 | 155.3 | 938 | 6.0399
2011 | 6 | 15 | 18 | 283 | 167.3 | 995 | 5.9474
2011 | 6 | 15 | 19 | 267.7 | 152 | 919 | 6.0461
2011 | 6 | 15 | 20 | 267.2 | 151.7 | 920 | 6.0646
2011 | 6 | 15 | 21 | 271.1 | 155.7 | 940 | 6.0373
2011 | 6 | 15 | 22 | 282.9 | 167.7 | 993 | 5.9213
2011 | 6 | 15 | 23 | 274.7 | 159.2 | 956 | 6.005
2011 | 6 | 15 | 24 | 295 | 179.5 | 1036 | 5.7716
2011 | 6 | 16 | 1 | 301.8 | 186.2 | 1059 | 5.6874
2011 | 6 | 16 | 2 | 297.1 | 181.3 | 1044 | 5.7584
2011 | 6 | 16 | 3 | 298.4 | 182.5 | 1045 | 5.726
2011 | 6 | 16 | 4 | 288.2 | 172.3 | 1013 | 5.8793
2011 | 6 | 16 | 5 | 281.1 | 165.2 | 985 | 5.9625
2011 | 6 | 16 | 6 | 267.4 | 151.3 | 921 | 6.0872
2011 | 6 | 16 | 7 | 310.5 | 187 | 1060 | 5.6684
2011 | 6 | 16 | 8 | 311.9 | 186.6 | 1054 | 5.6484
2011 | 6 | 16 | 9 | 298.6 | 173.1 | 1009 | 5.829
2011 | 6 | 16 | 10 | 293.3 | 167.8 | 986 | 5.876
2011 | 6 | 16 | 11 | 298.5 | 173.2 | 1009 | 5.8256
2011 | 6 | 16 | 12 | 308.7 | 183.7 | 1038 | 5.6505
2011 | 6 | 16 | 13 | 283.3 | 168.8 | 989 | 5.859
2011 | 6 | 16 | 14 | 265.4 | 155.1 | 932 | 6.009
2011 | 6 | 16 | 15 | 276.6 | 166.3 | 990 | 5.9531
2011 | 6 | 16 | 16 | 268.3 | 158 | 951 | 6.019
2011 | 6 | 16 | 17 | 284 | 173.7 | 1021 | 5.878
2011 | 6 | 16 | 18 | 282 | 171.7 | 1013 | 5.8998
2011 | 6 | 16 | 19 | 276.3 | 165.9 | 986 | 5.9433
2011 | 6 | 16 | 20 | 283.4 | 173.1 | 1017 | 5.8752
2011 | 6 | 16 | 21 | 285.9 | 189.3 | 1076 | 5.6841
2011 | 6 | 16 | 22 | 283.4 | 193.3 | 1103 | 5.7062
2011 | 6 | 16 | 23 | 264.5 | 174.1 | 1032 | 5.9276
2011 | 6 | 16 | 24 | 256.4 | 165.6 | 1004 | 6.0628
2011 | 6 | 17 | 1 | 259.5 | 168.6 | 1023 | 6.0676
2011 | 6 | 17 | 2 | 266.3 | 175.5 | 1052 | 5.9943
2011 | 6 | 17 | 3 | 266.9 | 176.2 | 1054 | 5.9818
2011 | 6 | 17 | 4 | 282.8 | 199 | 1132 | 5.6884
2011 | 6 | 17 | 5 | 270.2 | 199.6 | 1141 | 5.7164
2011 | 6 | 17 | 6 | 267.2 | 196.6 | 1132 | 5.7579
2011 | 6 | 17 | 7 | 271.4 | 200.8 | 1148 | 5.7171
2011 | 6 | 17 | 8 | 273.2 | 200.9 | 1150 | 5.7242
2011 | 6 | 17 | 9 | 286.7 | 195.3 | 1110 | 5.6836
2011 | 6 | 17 | 10 | 288.3 | 197.2 | 1111 | 5.6339
2011 | 6 | 17 | 11 | 277 | 186 | 1054 | 5.6667
2011 | 6 | 17 | 12 | 275.2 | 184.3 | 1045 | 5.6701
2011 | 6 | 17 | 13 | 275.3 | 184.3 | 1048 | 5.6864
2011 | 6 | 17 | 14 | 283.6 | 192.5 | 1091 | 5.6675
2011 | 6 | 17 | 15 | 291.8 | 200.6 | 1123 | 5.5982
2011 | 6 | 17 | 16 | 292.6 | 201.2 | 1126 | 5.5964
2011 | 6 | 17 | 17 | 293.1 | 201.6 | 1129 | 5.6002
2011 | 6 | 17 | 18 | 291.5 | 200.2 | 1122 | 5.6044
2011 | 6 | 17 | 19 | 286.6 | 195.2 | 1106 | 5.666
2011 | 6 | 17 | 20 | 279.9 | 174.4 | 1023 | 5.8658
2011 | 6 | 17 | 21 | 277 | 166.5 | 990 | 5.9459
2011 | 6 | 17 | 22 | 284.7 | 174.4 | 1025 | 5.8773
2011 | 6 | 17 | 23 | 266.4 | 149.3 | 900 | 6.0281
2011 | 6 | 17 | 24 | 252.1 | 126.3 | 780 | 6.1758
2011 | 6 | 18 | 1 | 264 | 108.8 | 670 | 6.1581
2011 | 6 | 18 | 2 | 258.4 | 98.3 | 607 | 6.175
2011 | 6 | 18 | 3 | 255.6 | 95.5 | 594 | 6.2199
2011 | 6 | 18 | 4 | 256.9 | 96.8 | 600 | 6.1983
2011 | 6 | 18 | 5 | 263.2 | 103.2 | 639 | 6.1919
2011 | 6 | 18 | 6 | 265 | 94.5 | 584 | 6.1799
2011 | 6 | 18 | 7 | 274.9 | 94.5 | 580 | 6.1376
2011 | 6 | 18 | 8 | 293 | 113.2 | 685 | 6.0512
2011 | 6 | 18 | 9 | 314.5 | 134.1 | 796 | 5.9359
2011 | 6 | 18 | 10 | 312.1 | 156.2 | 906 | 5.8003
2011 | 6 | 18 | 11 | 283 | 162.8 | 949 | 5.8292
2011 | 6 | 18 | 12 | 275.5 | 155.3 | 922 | 5.9369
2011 | 6 | 18 | 13 | 277.6 | 157.3 | 934 | 5.9377
2011 | 6 | 18 | 14 | 275 | 154.7 | 926 | 5.9858
2011 | 6 | 18 | 15 | 263.9 | 144.7 | 879 | 6.0746
2011 | 6 | 18 | 16 | 261.1 | 142.1 | 869 | 6.1154
2011 | 6 | 18 | 17 | 259.4 | 140 | 862 | 6.1571
2011 | 6 | 18 | 18 | 267.9 | 148.5 | 910 | 6.1279
2011 | 6 | 18 | 19 | 275.1 | 155.8 | 943 | 6.0526
2011 | 6 | 18 | 20 | 271 | 151.6 | 920 | 6.0686
2011 | 6 | 18 | 21 | 277.6 | 158.3 | 954 | 6.0265
2011 | 6 | 18 | 22 | 270 | 150.7 | 910 | 6.0385
2011 | 6 | 18 | 23 | 258.6 | 139 | 855 | 6.1511
2011 | 6 | 18 | 24 | 274.3 | 134.4 | 796 | 5.9226
2011 | 6 | 19 | 1 | 273.8 | 122.5 | 749 | 6.1143
2011 | 6 | 19 | 2 | 265.9 | 115.1 | 702 | 6.099
2011 | 6 | 19 | 3 | 251.8 | 101.1 | 622 | 6.1523
2011 | 6 | 19 | 4 | 253.5 | 102.8 | 633 | 6.1576
2011 | 6 | 19 | 5 | 255.2 | 104.3 | 645 | 6.1841
2011 | 6 | 19 | 6 | 259.2 | 108.5 | 672 | 6.1935
2011 | 6 | 19 | 7 | 259 | 108.7 | 671 | 6.173
2011 | 6 | 19 | 8 | 264.3 | 114.3 | 705 | 6.168
2011 | 6 | 19 | 9 | 276.9 | 127.1 | 776 | 6.1054
2011 | 6 | 19 | 10 | 292.6 | 143.1 | 859 | 6.0028
2011 | 6 | 19 | 11 | 281.1 | 131.7 | 793 | 6.0213
2011 | 6 | 19 | 12 | 286.8 | 137.5 | 827 | 6.0145
2011 | 6 | 19 | 13 | 289 | 139.9 | 836 | 5.9757
2011 | 6 | 19 | 14 | 293.2 | 144.3 | 857 | 5.939
2011 | 6 | 19 | 15 | 265.2 | 140.3 | 845 | 6.0228
2011 | 6 | 19 | 16 | 257.7 | 138.1 | 838 | 6.0681
2011 | 6 | 19 | 17 | 257.4 | 137.9 | 841 | 6.0986
2011 | 6 | 19 | 18 | 251.7 | 132.6 | 810 | 6.1086
2011 | 6 | 19 | 19 | 247 | 128.1 | 781 | 6.0968
2011 | 6 | 19 | 20 | 260 | 141.3 | 856 | 6.058
2011 | 6 | 19 | 21 | 271 | 165.1 | 974 | 5.8995
2011 | 6 | 19 | 22 | 264 | 163.4 | 965 | 5.9058
2011 | 6 | 19 | 23 | 249.4 | 148.5 | 901 | 6.0673
2011 | 6 | 19 | 24 | 234.2 | 132.8 | 824 | 6.2048
2011 | 6 | 20 | 1 | 244.9 | 144 | 896 | 6.2222
2011 | 6 | 20 | 2 | 257.2 | 131.4 | 810 | 6.1644
2011 | 6 | 20 | 3 | 256.5 | 127.2 | 788 | 6.195
2011 | 6 | 20 | 4 | 253.3 | 123.4 | 763 | 6.1831
2011 | 6 | 20 | 5 | 248.8 | 118.3 | 733 | 6.1961
2011 | 6 | 20 | 6 | 259.4 | 129 | 798 | 6.186
2011 | 6 | 20 | 7 | 270.4 | 140.1 | 852 | 6.0814
2011 | 6 | 20 | 8 | 285.2 | 155.4 | 929 | 5.9781
2011 | 6 | 20 | 9 | 282.9 | 153.3 | 914 | 5.9622
2011 | 6 | 20 | 10 | 283.9 | 154.6 | 913 | 5.9056
2011 | 6 | 20 | 11 | 282.6 | 153.5 | 904 | 5.8893
2011 | 6 | 20 | 12 | 280.2 | 158.2 | 925 | 5.847
2011 | 6 | 20 | 13 | 274.4 | 169 | 982 | 5.8107
2011 | 6 | 20 | 14 | 258.5 | 158 | 937 | 5.9304
2011 | 6 | 20 | 15 | 252.4 | 152 | 927 | 6.0987
2011 | 6 | 20 | 16 | 255.3 | 155.2 | 930 | 5.9923
2011 | 6 | 20 | 17 | 253 | 152.8 | 924 | 6.0471
2011 | 6 | 20 | 18 | 250 | 149.7 | 911 | 6.0855
2011 | 6 | 20 | 19 | 260.3 | 160 | 966 | 6.0375
2011 | 6 | 20 | 20 | 258.6 | 160.4 | 966 | 6.0224
2011 | 6 | 20 | 21 | 261.2 | 161.6 | 971 | 6.0087
2011 | 6 | 20 | 22 | 245.2 | 145.2 | 888 | 6.1157
2011 | 6 | 20 | 23 | 240.9 | 140.6 | 870 | 6.1878
2011 | 6 | 20 | 24 | 232.8 | 132.2 | 823 | 6.2254
2011 | 6 | 21 | 1 | 222.6 | 121.8 | 769 | 6.3136
2011 | 6 | 21 | 2 | 237.6 | 136.8 | 861 | 6.2939
2011 | 6 | 21 | 3 | 244.1 | 143.4 | 898 | 6.2622
2011 | 6 | 21 | 4 | 251.9 | 151.4 | 935 | 6.1757
2011 | 6 | 21 | 5 | 255 | 154.5 | 948 | 6.1359
2011 | 6 | 21 | 6 | 249.3 | 148.5 | 915 | 6.1616
2011 | 6 | 21 | 7 | 250 | 149.2 | 922 | 6.1796
2011 | 6 | 21 | 8 | 268.7 | 168.1 | 1011 | 6.0143
2011 | 6 | 21 | 9 | 266.3 | 165.7 | 997 | 6.0169
2011 | 6 | 21 | 10 | 291.5 | 190.9 | 1082 | 5.6679
2011 | 6 | 21 | 11 | 285.4 | 185.2 | 1055 | 5.6965
2011 | 6 | 21 | 12 | 276.4 | 183.6 | 1060 | 5.7734
2011 | 6 | 21 | 13 | 276.9 | 186.7 | 1071 | 5.7365
2011 | 6 | 21 | 14 | 282.3 | 192.2 | 1089 | 5.666
2011 | 6 | 21 | 15 | 269.8 | 182.4 | 1064 | 5.8333
2011 | 6 | 21 | 16 | 264.3 | 183.4 | 1070 | 5.8342
2011 | 6 | 21 | 17 | 254.5 | 173.6 | 1038 | 5.9793
2011 | 6 | 21 | 18 | 254.9 | 174.1 | 1037 | 5.9563
2011 | 6 | 21 | 19 | 243.6 | 162.9 | 988 | 6.0651
2011 | 6 | 21 | 20 | 231.4 | 150.6 | 928 | 6.162
2011 | 6 | 21 | 21 | 246 | 165.3 | 1007 | 6.092
2011 | 6 | 21 | 22 | 253.1 | 172.5 | 1031 | 5.9768
2011 | 6 | 21 | 23 | 216.2 | 135.4 | 847 | 6.2555
2011 | 6 | 21 | 24 | 225.7 | 144.9 | 910 | 6.2802
2011 | 6 | 22 | 1 | 236.4 | 156.6 | 969 | 6.1877
2011 | 6 | 22 | 2 | 233.9 | 153.5 | 955 | 6.2215
2011 | 6 | 22 | 3 | 246.7 | 166.3 | 1015 | 6.1034
2011 | 6 | 22 | 4 | 248.6 | 168 | 1024 | 6.0952
2011 | 6 | 22 | 5 | 250.2 | 169.4 | 1032 | 6.0921
2011 | 6 | 22 | 6 | 271.2 | 190.5 | 1107 | 5.811
2011 | 6 | 22 | 7 | 262.6 | 181.9 | 1075 | 5.9098
2011 | 6 | 22 | 8 | 275.7 | 195.2 | 1114 | 5.707
2011 | 6 | 22 | 9 | 263 | 182.6 | 1076 | 5.8927
2011 | 6 | 22 | 10 | 258.3 | 177.8 | 1056 | 5.9393
2011 | 6 | 22 | 11 | 260.8 | 180.3 | 1071 | 5.9401
2011 | 6 | 22 | 12 | 256.9 | 174.6 | 1044 | 5.9794
2011 | 6 | 22 | 13 | 273.8 | 176.6 | 1043 | 5.906
2011 | 6 | 22 | 14 | 254.2 | 157 | 948 | 6.0382
2011 | 6 | 22 | 15 | 253.5 | 156.3 | 951 | 6.0845
2011 | 6 | 22 | 16 | 272.7 | 175.6 | 1041 | 5.9282
2011 | 6 | 22 | 17 | 262.8 | 165.8 | 993 | 5.9891
2011 | 6 | 22 | 18 | 247.5 | 150.3 | 919 | 6.1144
2011 | 6 | 22 | 19 | 251.2 | 154 | 941 | 6.1104
2011 | 6 | 22 | 20 | 243.8 | 146.4 | 906 | 6.1885
2011 | 6 | 22 | 21 | 250.4 | 153 | 939 | 6.1373
2011 | 6 | 22 | 22 | 241.6 | 144.1 | 897 | 6.2248
2011 | 6 | 22 | 23 | 239.8 | 142.2 | 886 | 6.2307
2011 | 6 | 22 | 24 | 235.9 | 130.9 | 821 | 6.272
2011 | 6 | 23 | 1 | 262.7 | 153 | 939 | 6.1373
2011 | 6 | 23 | 2 | 250.2 | 148.8 | 919 | 6.1761
2011 | 6 | 23 | 3 | 237.5 | 135.9 | 852 | 6.2693
2011 | 6 | 23 | 4 | 250.7 | 149.1 | 927 | 6.2173
2011 | 6 | 23 | 5 | 261.1 | 159.5 | 977 | 6.1254
2011 | 6 | 23 | 6 | 257.2 | 155.7 | 954 | 6.1272
2011 | 6 | 23 | 7 | 257.3 | 156.3 | 958 | 6.1292
2011 | 6 | 23 | 8 | 265.4 | 164.6 | 1001 | 6.0814
2011 | 6 | 23 | 9 | 266.5 | 165.8 | 998 | 6.0193
2011 | 6 | 23 | 10 | 275 | 174.4 | 1034 | 5.9289
2011 | 6 | 23 | 11 | 272 | 171.5 | 1020 | 5.9475
2011 | 6 | 23 | 12 | 279.6 | 179.3 | 1045 | 5.8282
2011 | 6 | 23 | 13 | 293.7 | 196.7 | 1099 | 5.5872
2011 | 6 | 23 | 14 | 292.2 | 201.9 | 1116 | 5.5275
2011 | 6 | 23 | 15 | 288 | 197.3 | 1108 | 5.6158
2011 | 6 | 23 | 16 | 282.6 | 184 | 1064 | 5.7826
2011 | 6 | 23 | 17 | 288.6 | 177.6 | 1036 | 5.8333
2011 | 6 | 23 | 18 | 286.9 | 176 | 1028 | 5.8409
2011 | 6 | 23 | 19 | 281.1 | 170.5 | 1000 | 5.8651
2011 | 6 | 23 | 20 | 265.3 | 164.9 | 984 | 5.9673
2011 | 6 | 23 | 21 | 254.2 | 163.7 | 982 | 5.9988
2011 | 6 | 23 | 22 | 247.9 | 157.5 | 962 | 6.1079
2011 | 6 | 23 | 23 | 250.9 | 160.4 | 976 | 6.0848
2011 | 6 | 23 | 24 | 247.6 | 156.9 | 963 | 6.1377
2011 | 6 | 24 | 1 | 249.4 | 153.9 | 950 | 6.1728
2011 | 6 | 24 | 2 | 264.3 | 148.7 | 909 | 6.113
2011 | 6 | 24 | 3 | 283.9 | 168.5 | 1001 | 5.9407
2011 | 6 | 24 | 4 | 263.4 | 147.9 | 897 | 6.0649
2011 | 6 | 24 | 5 | 261.7 | 150.1 | 911 | 6.0693
2011 | 6 | 24 | 6 | 255.8 | 155.7 | 952 | 6.1143
2011 | 6 | 24 | 7 | 266.6 | 166.9 | 1005 | 6.0216
2011 | 6 | 24 | 8 | 262 | 162.3 | 985 | 6.069
2011 | 6 | 24 | 9 | 264.9 | 178.2 | 1053 | 5.9091
2011 | 6 | 24 | 10 | 247 | 176.6 | 1058 | 5.9909
2011 | 6 | 24 | 11 | 248.6 | 178.3 | 1044 | 5.8553
2011 | 6 | 24 | 12 | 251.9 | 181.6 | 1052 | 5.793
2011 | 6 | 24 | 13 | 249.5 | 179.1 | 1049 | 5.8571
2011 | 6 | 24 | 14 | 253 | 182.3 | 1068 | 5.8585
2011 | 6 | 24 | 15 | 260.3 | 189.7 | 1110 | 5.8513
2011 | 6 | 24 | 16 | 258.3 | 187.9 | 1098 | 5.8435
2011 | 6 | 24 | 17 | 256.2 | 185.8 | 1093 | 5.8827
2011 | 6 | 24 | 18 | 252.7 | 187.3 | 1097 | 5.8569
2011 | 6 | 24 | 19 | 248.4 | 188.5 | 1106 | 5.8674
2011 | 6 | 24 | 20 | 243.9 | 186.4 | 1098 | 5.8906
2011 | 6 | 24 | 21 | 228.8 | 183.5 | 1100 | 5.9946
2011 | 6 | 24 | 22 | 232.1 | 186.9 | 1107 | 5.923
2011 | 6 | 24 | 23 | 210.8 | 165.6 | 1023 | 6.1775
2011 | 6 | 24 | 24 | 206.8 | 161.5 | 1007 | 6.2353
2011 | 6 | 25 | 1 | 199.7 | 154.2 | 972 | 6.3035
2011 | 6 | 25 | 2 | 183.2 | 137.8 | 887 | 6.4369
2011 | 6 | 25 | 3 | 195.1 | 149.6 | 961 | 6.4238
2011 | 6 | 25 | 4 | 200.1 | 154.6 | 987 | 6.3842
2011 | 6 | 25 | 5 | 209.4 | 163.9 | 1036 | 6.3209
2011 | 6 | 25 | 6 | 214.9 | 169.4 | 1059 | 6.2515
2011 | 6 | 25 | 7 | 229.2 | 183.8 | 1111 | 6.0446
2011 | 6 | 25 | 8 | 227.5 | 182.1 | 1102 | 6.0516
2011 | 6 | 25 | 9 | 225.1 | 179.7 | 1092 | 6.0768
2011 | 6 | 25 | 10 | 232.6 | 187.2 | 1143 | 6.1058
2011 | 6 | 25 | 11 | 244.9 | 199.4 | 1158 | 5.8074
2011 | 6 | 25 | 12 | 243.4 | 197.9 | 1151 | 5.8161
2011 | 6 | 25 | 13 | 229 | 183.5 | 1106 | 6.0272
2011 | 6 | 25 | 14 | 229.8 | 184.3 | 1102 | 5.9794
2011 | 6 | 25 | 15 | 228.6 | 183.2 | 1106 | 6.0371
2011 | 6 | 25 | 16 | 230.1 | 184.7 | 1108 | 5.9989
2011 | 6 | 25 | 17 | 233.6 | 188.2 | 1116 | 5.9299
2011 | 6 | 25 | 18 | 240.7 | 195.3 | 1139 | 5.8321
2011 | 6 | 25 | 19 | 242.7 | 197.4 | 1150 | 5.8257
2011 | 6 | 25 | 20 | 241.9 | 196.5 | 1146 | 5.8321
2011 | 6 | 25 | 21 | 243.6 | 198.1 | 1157 | 5.8405
2011 | 6 | 25 | 22 | 245.9 | 200.2 | 1171 | 5.8492
2011 | 6 | 25 | 23 | 246.3 | 200.5 | 1172 | 5.8454
2011 | 6 | 25 | 24 | 246.1 | 200.2 | 1176 | 5.8741
2011 | 6 | 26 | 1 | 248.3 | 200.5 | 1179 | 5.8803
2011 | 6 | 26 | 2 | 260.7 | 200.2 | 1171 | 5.8492
2011 | 6 | 26 | 3 | 259.6 | 199.5 | 1161 | 5.8195
2011 | 6 | 26 | 4 | 257.5 | 196.6 | 1147 | 5.8342
2011 | 6 | 26 | 5 | 244.2 | 183 | 1098 | 6
2011 | 6 | 26 | 6 | 227.7 | 166.6 | 1030 | 6.1825
2011 | 6 | 26 | 7 | 236.6 | 175.7 | 1079 | 6.1411
2011 | 6 | 26 | 8 | 244.2 | 183.3 | 1098 | 5.9902
2011 | 6 | 26 | 9 | 240.1 | 179.2 | 1083 | 6.0435
2011 | 6 | 26 | 10 | 253.8 | 193.1 | 1130 | 5.8519
2011 | 6 | 26 | 11 | 255.6 | 195 | 1134 | 5.8154
2011 | 6 | 26 | 12 | 253.4 | 192.9 | 1124 | 5.8269
2011 | 6 | 26 | 13 | 258.8 | 198.3 | 1142 | 5.759
2011 | 6 | 26 | 14 | 258 | 197.5 | 1136 | 5.7519
2011 | 6 | 26 | 15 | 254.3 | 193.8 | 1123 | 5.7946
2011 | 6 | 26 | 16 | 259.1 | 198.7 | 1141 | 5.7423
2011 | 6 | 26 | 17 | 255 | 194.6 | 1124 | 5.776
2011 | 6 | 26 | 18 | 254.3 | 193.8 | 1123 | 5.7946
2011 | 6 | 26 | 19 | 248.7 | 188.2 | 1104 | 5.8661
2011 | 6 | 26 | 20 | 241.5 | 181 | 1083 | 5.9834
2011 | 6 | 26 | 21 | 238.9 | 178.6 | 1075 | 6.019
2011 | 6 | 26 | 22 | 233.3 | 173.1 | 1046 | 6.0427
2011 | 6 | 26 | 23 | 227.9 | 167.8 | 1020 | 6.0787
2011 | 6 | 26 | 24 | 216.1 | 156 | 967 | 6.1987
2011 | 6 | 27 | 1 | 223 | 163.3 | 1002 | 6.1359
2011 | 6 | 27 | 2 | 225.2 | 165.1 | 1010 | 6.1175
2011 | 6 | 27 | 3 | 211.4 | 150.7 | 937 | 6.2177
2011 | 6 | 27 | 4 | 216 | 155.4 | 964 | 6.2033
2011 | 6 | 27 | 5 | 205.7 | 160.9 | 997 | 6.1964
2011 | 6 | 27 | 6 | 200.2 | 159.9 | 997 | 6.2351
2011 | 6 | 27 | 7 | 187.9 | 147.5 | 931 | 6.3119
2011 | 6 | 27 | 8 | 216.2 | 175.8 | 1082 | 6.1547
2011 | 6 | 27 | 9 | 213.1 | 172.8 | 1057 | 6.1169
2011 | 6 | 27 | 10 | 210.8 | 170.5 | 1050 | 6.1584
2011 | 6 | 27 | 11 | 219.3 | 179.1 | 1084 | 6.0525
2011 | 6 | 27 | 12 | 232.2 | 191.9 | 1131 | 5.8937
2011 | 6 | 27 | 13 | 236.4 | 196 | 1147 | 5.852
2011 | 6 | 27 | 14 | 237.4 | 196.8 | 1154 | 5.8638
2011 | 6 | 27 | 15 | 239.2 | 198.6 | 1159 | 5.8359
2011 | 6 | 27 | 16 | 238.5 | 197.9 | 1160 | 5.8615
2011 | 6 | 27 | 17 | 234.9 | 194.3 | 1151 | 5.9238
2011 | 6 | 27 | 18 | 238.2 | 197.6 | 1162 | 5.8806
2011 | 6 | 27 | 19 | 235.2 | 194.5 | 1149 | 5.9075
2011 | 6 | 27 | 20 | 232 | 191.2 | 1143 | 5.978
2011 | 6 | 27 | 21 | 233.2 | 192.3 | 1154 | 6.001
2011 | 6 | 27 | 22 | 238.9 | 198.3 | 1173 | 5.9153
2011 | 6 | 27 | 23 | 240.4 | 199.8 | 1182 | 5.9159
2011 | 6 | 27 | 24 | 240.9 | 200.4 | 1185 | 5.9132
2011 | 6 | 28 | 1 | 265.8 | 198.4 | 1162 | 5.8569
2011 | 6 | 28 | 2 | 257.7 | 182.3 | 1094 | 6.0011
2011 | 6 | 28 | 3 | 241.2 | 145.6 | 910 | 6.25
2011 | 6 | 28 | 4 | 250 | 129.6 | 812 | 6.2654
2011 | 6 | 28 | 5 | 249.2 | 128.9 | 805 | 6.2452
2011 | 6 | 28 | 6 | 253.8 | 133.7 | 830 | 6.2079
2011 | 6 | 28 | 7 | 237.3 | 117.1 | 728 | 6.2169
2011 | 6 | 28 | 8 | 241.3 | 142.8 | 886 | 6.2045
2011 | 6 | 28 | 9 | 223.7 | 153.2 | 954 | 6.2272
2011 | 6 | 28 | 10 | 223.7 | 153.2 | 947 | 6.1815
2011 | 6 | 28 | 11 | 223.7 | 153.2 | 1007 | 6.5731
2011 | 6 | 28 | 12 | 223.7 | 153.2 | 1044 | 6.8146
2011 | 6 | 28 | 13 | 237.9 | 167.9 | 1041 | 6.2001
2011 | 6 | 28 | 14 | 218.4 | 148.1 | 920 | 6.212
2011 | 6 | 28 | 15 | 204.8 | 134.5 | 852 | 6.3346
2011 | 6 | 28 | 16 | 202.7 | 132.3 | 846 | 6.3946
2011 | 6 | 28 | 17 | 211.2 | 126.4 | 811 | 6.4161
2011 | 6 | 28 | 18 | 231.5 | 140.4 | 884 | 6.2963
2011 | 6 | 28 | 19 | 212.8 | 121.5 | 773 | 6.3621
2011 | 6 | 28 | 20 | 215.4 | 123.8 | 792 | 6.3974
2011 | 6 | 28 | 21 | 221.1 | 129.4 | 824 | 6.3679
2011 | 6 | 28 | 22 | 224.4 | 132.6 | 845 | 6.3725
2011 | 6 | 28 | 23 | 230.4 | 132.4 | 840 | 6.3444
2011 | 6 | 28 | 24 | 234.2 | 123.7 | 780 | 6.3056
2011 | 6 | 29 | 1 | 243.9 | 133.2 | 834 | 6.2613
2011 | 6 | 29 | 2 | 243.4 | 132.4 | 828 | 6.2538
2011 | 6 | 29 | 3 | 237.6 | 126.4 | 799 | 6.3212
2011 | 6 | 29 | 4 | 229.5 | 118.5 | 748 | 6.3122
2011 | 6 | 29 | 5 | 224.7 | 113.7 | 719 | 6.3237
2011 | 6 | 29 | 6 | 230.6 | 119.7 | 757 | 6.3241
2011 | 6 | 29 | 7 | 236.4 | 125.6 | 791 | 6.2978
2011 | 6 | 29 | 8 | 278.5 | 168.4 | 1008 | 5.9857
2011 | 6 | 29 | 9 | 264.9 | 155 | 937 | 6.0452
2011 | 6 | 29 | 10 | 261.3 | 151.4 | 917 | 6.0568
2011 | 6 | 29 | 11 | 269.8 | 160.2 | 958 | 5.98
2011 | 6 | 29 | 12 | 263.2 | 153.7 | 923 | 6.0052
2011 | 6 | 29 | 13 | 261.4 | 151.9 | 913 | 6.0105
2011 | 6 | 29 | 14 | 242.1 | 132.5 | 812 | 6.1283
2011 | 6 | 29 | 15 | 229.3 | 119.7 | 741 | 6.1905
2011 | 6 | 29 | 16 | 188.5 | 138.4 | 856 | 6.185
2011 | 6 | 29 | 17 | 233.3 | 132.9 | 824 | 6.2002
2011 | 6 | 29 | 18 | 218.7 | 118.4 | 739 | 6.2416
2011 | 6 | 29 | 19 | 202.8 | 102.6 | 638 | 6.2183
2011 | 6 | 29 | 20 | 191.2 | 98.2 | 621 | 6.3238
2011 | 6 | 29 | 21 | 201.1 | 141.2 | 895 | 6.3385
2011 | 6 | 29 | 22 | 202 | 142.1 | 900 | 6.3336
2011 | 6 | 29 | 23 | 195.1 | 135.1 | 854 | 6.3212
2011 | 6 | 29 | 24 | 178.4 | 118.4 | 763 | 6.4443
2011 | 6 | 30 | 1 | 229.8 | 135.4 | 856 | 6.322
2011 | 6 | 30 | 2 | 216.6 | 122.4 | 772 | 6.3072
2011 | 6 | 30 | 3 | 214.7 | 120.2 | 765 | 6.3644
2011 | 6 | 30 | 4 | 193.3 | 98.7 | 631 | 6.3931
2011 | 6 | 30 | 5 | 197.5 | 103 | 664 | 6.4466
2011 | 6 | 30 | 6 | 200.9 | 106.4 | 686 | 6.4474
2011 | 6 | 30 | 7 | 238 | 143.4 | 893 | 6.2273
2011 | 6 | 30 | 8 | 247.2 | 151.9 | 933 | 6.1422
2011 | 6 | 30 | 9 | 236.7 | 141.2 | 874 | 6.1898
2011 | 6 | 30 | 10 | 236.7 | 141.3 | 876 | 6.1996
2011 | 6 | 30 | 11 | 228.5 | 133.2 | 827 | 6.2087
2011 | 6 | 30 | 12 | 227.9 | 133 | 831 | 6.2481
2011 | 6 | 30 | 13 | 231.6 | 136.7 | 848 | 6.2034
2011 | 6 | 30 | 14 | 229.3 | 134.4 | 837 | 6.2277
2011 | 6 | 30 | 15 | 231.1 | 136.3 | 842 | 6.1775
2011 | 6 | 30 | 16 | 240.6 | 145.6 | 895 | 6.147
2011 | 6 | 30 | 17 | 245.8 | 150.8 | 920 | 6.1008
2011 | 6 | 30 | 18 | 233 | 137.9 | 853 | 6.1856
2011 | 6 | 30 | 19 | 237 | 141.9 | 874 | 6.1593
2011 | 6 | 30 | 20 | 240.6 | 145.4 | 896 | 6.1623
2011 | 6 | 30 | 21 | 235.9 | 141.6 | 876 | 6.1864
2011 | 6 | 30 | 22 | 262.9 | 167.8 | 1005 | 5.9893
2011 | 6 | 30 | 23 | 250.6 | 155.4 | 940 | 6.0489
2011 | 6 | 30 | 24 | 244.5 | 141 | 862 | 6.1135
2011 | 7 | 1 | 1 | 239.1 | 118.7 | 732 | 6.1668
2011 | 7 | 1 | 2 | 244.8 | 125 | 777 | 6.216
2011 | 7 | 1 | 3 | 262.1 | 105.8 | 652 | 6.1626
2011 | 7 | 1 | 4 | 263.4 | 109.8 | 673 | 6.1293
2011 | 7 | 1 | 5 | 233.4 | 114.3 | 712 | 6.2292
2011 | 7 | 1 | 6 | 237.2 | 131.3 | 812 | 6.1843
2011 | 7 | 1 | 7 | 219.5 | 129 | 810 | 6.2791
2011 | 7 | 1 | 8 | 234.1 | 143.2 | 889 | 6.2081
2011 | 7 | 1 | 9 | 278.3 | 187.7 | 1077 | 5.7379
2011 | 7 | 1 | 10 | 255.6 | 165.2 | 987 | 5.9746
2011 | 7 | 1 | 11 | 264.4 | 174.1 | 1021 | 5.8644
2011 | 7 | 1 | 12 | 227.1 | 170.2 | 1021 | 5.9988
2011 | 7 | 1 | 13 | 234.1 | 183.4 | 1082 | 5.8997
2011 | 7 | 1 | 14 | 239.5 | 188.8 | 1099 | 5.821
2011 | 7 | 1 | 15 | 228 | 177.2 | 1062 | 5.9932
2011 | 7 | 1 | 16 | 237.4 | 186.7 | 1098 | 5.8811
2011 | 7 | 1 | 17 | 248.3 | 197.6 | 1131 | 5.7237
2011 | 7 | 1 | 18 | 249.4 | 198.6 | 1136 | 5.72
2011 | 7 | 1 | 19 | 250.2 | 199.4 | 1140 | 5.7172
2011 | 7 | 1 | 20 | 250.1 | 199.2 | 1142 | 5.7329
2011 | 7 | 1 | 21 | 241.8 | 190.8 | 1113 | 5.8333
2011 | 7 | 1 | 22 | 240.1 | 189 | 1114 | 5.8942
2011 | 7 | 1 | 23 | 241.8 | 190.7 | 1122 | 5.8836
2011 | 7 | 1 | 24 | 246.4 | 195.2 | 1146 | 5.8709
2011 | 7 | 2 | 1 | 251.8 | 200.4 | 1164 | 5.8084
2011 | 7 | 2 | 2 | 252.9 | 201.2 | 1174 | 5.835
2011 | 7 | 2 | 3 | 255.7 | 200.9 | 1177 | 5.8586
2011 | 7 | 2 | 4 | 261.5 | 201.1 | 1173 | 5.8329
2011 | 7 | 2 | 5 | 269.1 | 200.1 | 1166 | 5.8271
2011 | 7 | 2 | 6 | 270 | 199.5 | 1158 | 5.8045
2011 | 7 | 2 | 7 | 268.3 | 197.9 | 1147 | 5.7959
2011 | 7 | 2 | 8 | 257.2 | 187.4 | 1110 | 5.9232
2011 | 7 | 2 | 9 | 262.9 | 192.7 | 1128 | 5.8537
2011 | 7 | 2 | 10 | 266.2 | 196 | 1146 | 5.8469
2011 | 7 | 2 | 11 | 270.2 | 200 | 1151 | 5.755
2011 | 7 | 2 | 12 | 268.9 | 198.7 | 1147 | 5.7725
2011 | 7 | 2 | 13 | 267.2 | 196.9 | 1138 | 5.7796
2011 | 7 | 2 | 14 | 264.4 | 194.1 | 1129 | 5.8166
2011 | 7 | 2 | 15 | 263.2 | 192.8 | 1123 | 5.8247
2011 | 7 | 2 | 16 | 264.3 | 194 | 1127 | 5.8093
2011 | 7 | 2 | 17 | 260.2 | 189.9 | 1113 | 5.861
2011 | 7 | 2 | 18 | 262.6 | 192.3 | 1119 | 5.819
2011 | 7 | 2 | 19 | 261.7 | 191.4 | 1116 | 5.8307
2011 | 7 | 2 | 20 | 261.4 | 191.1 | 1118 | 5.8503
2011 | 7 | 2 | 21 | 262.3 | 192 | 1117 | 5.8177
2011 | 7 | 2 | 22 | 262.6 | 192.3 | 1119 | 5.819
2011 | 7 | 2 | 23 | 259.2 | 188.9 | 1108 | 5.8655
2011 | 7 | 2 | 24 | 245 | 174.6 | 1058 | 6.0596
2011 | 7 | 3 | 1 | 237.1 | 166.6 | 1027 | 6.1645
2011 | 7 | 3 | 2 | 257.2 | 171.4 | 1045 | 6.0968
2011 | 7 | 3 | 3 | 250.2 | 159.8 | 985 | 6.164
2011 | 7 | 3 | 4 | 250.6 | 160.2 | 987 | 6.161
2011 | 7 | 3 | 5 | 249.7 | 159.3 | 986 | 6.1896
2011 | 7 | 3 | 6 | 245.6 | 155.2 | 963 | 6.2049
2011 | 7 | 3 | 7 | 241.8 | 151.3 | 948 | 6.2657
2011 | 7 | 3 | 8 | 249.4 | 159.2 | 987 | 6.1997
2011 | 7 | 3 | 9 | 250 | 159.7 | 986 | 6.1741
2011 | 7 | 3 | 10 | 262.6 | 172.4 | 1042 | 6.0441
2011 | 7 | 3 | 11 | 255.5 | 165.4 | 1004 | 6.0701
2011 | 7 | 3 | 12 | 265.2 | 175.2 | 1049 | 5.9874
2011 | 7 | 3 | 13 | 270.6 | 180.2 | 1061 | 5.8879
2011 | 7 | 3 | 14 | 268 | 177.8 | 1048 | 5.8943
2011 | 7 | 3 | 15 | 254 | 163.9 | 990 | 6.0403
2011 | 7 | 3 | 16 | 264.5 | 174.4 | 1036 | 5.9404
2011 | 7 | 3 | 17 | 264.8 | 175.7 | 1033 | 5.8793
2011 | 7 | 3 | 18 | 249.5 | 182.4 | 1070 | 5.8662
2011 | 7 | 3 | 19 | 222.3 | 181.8 | 1090 | 5.9956
2011 | 7 | 3 | 20 | 219.6 | 179 | 1090 | 6.0894
2011 | 7 | 3 | 21 | 239.4 | 198.8 | 1162 | 5.8451
2011 | 7 | 3 | 22 | 241.8 | 201.2 | 1166 | 5.7952
2011 | 7 | 3 | 23 | 238.8 | 198.1 | 1156 | 5.8354
2011 | 7 | 3 | 24 | 217.3 | 176.6 | 1075 | 6.0872
2011 | 7 | 4 | 1 | 211.7 | 170.9 | 1064 | 6.2259
2011 | 7 | 4 | 2 | 223.1 | 182.3 | 1114 | 6.1108
2011 | 7 | 4 | 3 | 221.5 | 180.7 | 1110 | 6.1428
2011 | 7 | 4 | 4 | 231.2 | 190.2 | 1141 | 5.9989
2011 | 7 | 4 | 5 | 232.3 | 191.3 | 1145 | 5.9854
2011 | 7 | 4 | 6 | 217.4 | 176.3 | 1091 | 6.1883
2011 | 7 | 4 | 7 | 224.3 | 183.2 | 1126 | 6.1463
2011 | 7 | 4 | 8 | 237.1 | 197.2 | 1171 | 5.9381
2011 | 7 | 4 | 9 | 239.5 | 187.2 | 1126 | 6.015
2011 | 7 | 4 | 10 | 240.9 | 178.7 | 1086 | 6.0772
2011 | 7 | 4 | 11 | 244.7 | 182.9 | 1102 | 6.0252
2011 | 7 | 4 | 12 | 245 | 183.4 | 1101 | 6.0033
2011 | 7 | 4 | 13 | 241.7 | 174 | 1064 | 6.1149
2011 | 7 | 4 | 14 | 244.3 | 172.4 | 1039 | 6.0267
2011 | 7 | 4 | 15 | 242.9 | 171.4 | 1044 | 6.091
2011 | 7 | 4 | 16 | 238.9 | 183.9 | 1107 | 6.0196
2011 | 7 | 4 | 17 | 230.3 | 180.5 | 1097 | 6.0776
2011 | 7 | 4 | 18 | 210.4 | 160.4 | 1004 | 6.2594
2011 | 7 | 4 | 19 | 206.2 | 156.2 | 991 | 6.3444
2011 | 7 | 4 | 20 | 223.1 | 173.1 | 1076 | 6.2161
2011 | 7 | 4 | 21 | 237 | 187.3 | 1127 | 6.0171
2011 | 7 | 4 | 22 | 215.2 | 165.6 | 1033 | 6.2379
2011 | 7 | 4 | 23 | 210.4 | 160.8 | 1010 | 6.2811
2011 | 7 | 4 | 24 | 215.3 | 165.7 | 1032 | 6.2281
2011 | 7 | 5 | 1 | 207.9 | 158.3 | 998 | 6.3045
2011 | 7 | 5 | 2 | 224.2 | 174.5 | 1082 | 6.2006
2011 | 7 | 5 | 3 | 236.2 | 186.4 | 1125 | 6.0354
2011 | 7 | 5 | 4 | 231.5 | 181.7 | 1109 | 6.1035
2011 | 7 | 5 | 5 | 217.4 | 167.6 | 1044 | 6.2291
2011 | 7 | 5 | 6 | 207.1 | 157.3 | 998 | 6.3446
2011 | 7 | 5 | 7 | 195.4 | 145.5 | 935 | 6.4261
2011 | 7 | 5 | 8 | 215.6 | 172.4 | 1075 | 6.2355
2011 | 7 | 5 | 9 | 205.1 | 183.8 | 1135 | 6.1752
2011 | 7 | 5 | 10 | 218.9 | 190.7 | 1152 | 6.0409
2011 | 7 | 5 | 11 | 228.9 | 200.9 | 1191 | 5.9283
2011 | 7 | 5 | 12 | 230.5 | 202.5 | 1197 | 5.9111
2011 | 7 | 5 | 13 | 229.1 | 201.1 | 1196 | 5.9473
2011 | 7 | 5 | 14 | 243.8 | 201.9 | 1189 | 5.8891
2011 | 7 | 5 | 15 | 250.7 | 201.2 | 1179 | 5.8598
2011 | 7 | 5 | 16 | 249.7 | 200.1 | 1174 | 5.8671
2011 | 7 | 5 | 17 | 249.4 | 199.7 | 1176 | 5.8888
2011 | 7 | 5 | 18 | 254.3 | 199.7 | 1171 | 5.8638
2011 | 7 | 5 | 19 | 255.5 | 180.3 | 1087 | 6.0288
2011 | 7 | 5 | 20 | 255.7 | 166.7 | 1018 | 6.1068
2011 | 7 | 5 | 21 | 255.2 | 164.7 | 1003 | 6.0899
2011 | 7 | 5 | 22 | 253.6 | 163.2 | 998 | 6.1152
2011 | 7 | 5 | 23 | 251.9 | 156.6 | 964 | 6.1558
2011 | 7 | 5 | 24 | 265 | 144.5 | 888 | 6.1453
2011 | 7 | 6 | 1 | 273.3 | 153 | 934 | 6.1046
2011 | 7 | 6 | 2 | 279.8 | 159.6 | 964 | 6.0401
2011 | 7 | 6 | 3 | 284 | 163.5 | 983 | 6.0122
2011 | 7 | 6 | 4 | 286.1 | 165.4 | 990 | 5.9855
2011 | 7 | 6 | 5 | 280.5 | 160 | 963 | 6.0187
2011 | 7 | 6 | 6 | 289.6 | 169.2 | 999 | 5.9043
2011 | 7 | 6 | 7 | 292.9 | 172.8 | 1009 | 5.8391
2011 | 7 | 6 | 8 | 287.4 | 170.2 | 993 | 5.8343
2011 | 7 | 6 | 9 | 267.6 | 167.3 | 996 | 5.9534
2011 | 7 | 6 | 10 | 249.4 | 149.8 | 920 | 6.1415
2011 | 7 | 6 | 11 | 256 | 156.5 | 960 | 6.1342
2011 | 7 | 6 | 12 | 245.4 | 145.8 | 907 | 6.2209
2011 | 7 | 6 | 13 | 259.9 | 160.2 | 984 | 6.1423
2011 | 7 | 6 | 14 | 257.5 | 157.9 | 967 | 6.1241
2011 | 7 | 6 | 15 | 261.9 | 162.4 | 1012 | 6.2315
2011 | 7 | 6 | 16 | 276.3 | 177.1 | 1038 | 5.8611
2011 | 7 | 6 | 17 | 242.5 | 143.1 | 883 | 6.1705
2011 | 7 | 6 | 18 | 237.7 | 138.2 | 861 | 6.2301
2011 | 7 | 6 | 19 | 232.3 | 132.7 | 835 | 6.2924
2011 | 7 | 6 | 20 | 249.8 | 150.2 | 935 | 6.225
2011 | 7 | 6 | 21 | 252.2 | 152.6 | 942 | 6.173
2011 | 7 | 6 | 22 | 251.3 | 151.8 | 937 | 6.1726
2011 | 7 | 6 | 23 | 247.4 | 147.9 | 918 | 6.2069
2011 | 7 | 6 | 24 | 249.5 | 149.7 | 930 | 6.2124
2011 | 7 | 7 | 1 | 249.8 | 149.9 | 928 | 6.1908
2011 | 7 | 7 | 2 | 244 | 143.6 | 896 | 6.2396
2011 | 7 | 7 | 3 | 242.4 | 142 | 890 | 6.2676
2011 | 7 | 7 | 4 | 240.4 | 139.9 | 876 | 6.2616
2011 | 7 | 7 | 5 | 241.7 | 141.3 | 885 | 6.2633
2011 | 7 | 7 | 6 | 230.5 | 130.3 | 823 | 6.3162
2011 | 7 | 7 | 7 | 257.2 | 157.2 | 969 | 6.1641
2011 | 7 | 7 | 8 | 261 | 162.4 | 988 | 6.0837
2011 | 7 | 7 | 9 | 262.5 | 163.6 | 985 | 6.0208
2011 | 7 | 7 | 10 | 258.1 | 159.3 | 961 | 6.0326
2011 | 7 | 7 | 11 | 259.5 | 163.5 | 984 | 6.0183
2011 | 7 | 7 | 12 | 261.4 | 166.1 | 992 | 5.9723
2011 | 7 | 7 | 13 | 252.3 | 156.5 | 950 | 6.0703
2011 | 7 | 7 | 14 | 248 | 152 | 929 | 6.1118
2011 | 7 | 7 | 15 | 246.1 | 149.8 | 920 | 6.1415
2011 | 7 | 7 | 16 | 223 | 123.3 | 774 | 6.2774
2011 | 7 | 7 | 17 | 237.9 | 138.3 | 866 | 6.2617
2011 | 7 | 7 | 18 | 246.8 | 147.4 | 914 | 6.2008
2011 | 7 | 7 | 19 | 242.7 | 143.2 | 889 | 6.2081
2011 | 7 | 7 | 20 | 244.6 | 144.2 | 895 | 6.2067
2011 | 7 | 7 | 21 | 255 | 152.8 | 946 | 6.1911
2011 | 7 | 7 | 22 | 264.4 | 163.2 | 996 | 6.1029
2011 | 7 | 7 | 23 | 259.8 | 158.5 | 967 | 6.1009
2011 | 7 | 7 | 24 | 252.5 | 148.6 | 925 | 6.2248
2011 | 7 | 8 | 1 | 262.1 | 147 | 903 | 6.1429
2011 | 7 | 8 | 2 | 251.9 | 136.4 | 841 | 6.1657
2011 | 7 | 8 | 3 | 243.2 | 128 | 796 | 6.2188
2011 | 7 | 8 | 4 | 231.5 | 116.2 | 730 | 6.2823
2011 | 7 | 8 | 5 | 240.6 | 125.6 | 789 | 6.2818
2011 | 7 | 8 | 6 | 260 | 145 | 894 | 6.1655
2011 | 7 | 8 | 7 | 252.5 | 137.5 | 853 | 6.2036
2011 | 7 | 8 | 8 | 256.7 | 141.9 | 879 | 6.1945
2011 | 7 | 8 | 9 | 254.8 | 139.2 | 860 | 6.1782
2011 | 7 | 8 | 10 | 268.6 | 152.5 | 925 | 6.0656
2011 | 7 | 8 | 11 | 252.7 | 158.2 | 961 | 6.0746
2011 | 7 | 8 | 12 | 253.1 | 162.5 | 989 | 6.0862
2011 | 7 | 8 | 13 | 248.1 | 157.3 | 964 | 6.1284
2011 | 7 | 8 | 14 | 258.4 | 167.8 | 1014 | 6.0429
2011 | 7 | 8 | 15 | 256.5 | 165.6 | 1007 | 6.0809
2011 | 7 | 8 | 16 | 249.5 | 158.6 | 971 | 6.1223
2011 | 7 | 8 | 17 | 246.1 | 155.1 | 953 | 6.1444
2011 | 7 | 8 | 18 | 238.9 | 147.8 | 916 | 6.1976
2011 | 7 | 8 | 19 | 237.1 | 146.2 | 907 | 6.2038
2011 | 7 | 8 | 20 | 220.3 | 129.6 | 819 | 6.3194
2011 | 7 | 8 | 21 | 227 | 136.2 | 860 | 6.3142
2011 | 7 | 8 | 22 | 244.5 | 153.8 | 956 | 6.2159
2011 | 7 | 8 | 23 | 234.5 | 143.8 | 900 | 6.2587
2011 | 7 | 8 | 24 | 239 | 148.3 | 923 | 6.2239
2011 | 7 | 9 | 1 | 248.4 | 157.6 | 973 | 6.1739
2011 | 7 | 9 | 2 | 250.8 | 160 | 983 | 6.1437
2011 | 7 | 9 | 3 | 249.3 | 158.5 | 976 | 6.1577
2011 | 7 | 9 | 4 | 238.4 | 147.6 | 917 | 6.2127
2011 | 7 | 9 | 5 | 234.1 | 143.4 | 897 | 6.2552
2011 | 7 | 9 | 6 | 237.1 | 146.5 | 913 | 6.2321
2011 | 7 | 9 | 7 | 222.5 | 131.8 | 832 | 6.3126
2011 | 7 | 9 | 8 | 239.2 | 148.2 | 924 | 6.2348
2011 | 7 | 9 | 9 | 250.7 | 160.4 | 984 | 6.1347
2011 | 7 | 9 | 10 | 242.4 | 152.2 | 940 | 6.1761
2011 | 7 | 9 | 11 | 236.9 | 160 | 986 | 6.1625
2011 | 7 | 9 | 12 | 239 | 167.9 | 1028 | 6.1227
2011 | 7 | 9 | 13 | 245.6 | 180.3 | 1083 | 6.0067
2011 | 7 | 9 | 14 | 243.7 | 178.2 | 1073 | 6.0213
2011 | 7 | 9 | 15 | 246.6 | 181.6 | 1086 | 5.9802
2011 | 7 | 9 | 16 | 229.3 | 178.9 | 1082 | 6.0481
2011 | 7 | 9 | 17 | 234.8 | 184.4 | 1107 | 6.0033
2011 | 7 | 9 | 18 | 222.7 | 172.3 | 1062 | 6.1637
2011 | 7 | 9 | 19 | 227.4 | 176.9 | 1087 | 6.1447
2011 | 7 | 9 | 20 | 220.8 | 170.2 | 1057 | 6.2103
2011 | 7 | 9 | 21 | 216.7 | 166 | 1040 | 6.2651
2011 | 7 | 9 | 22 | 212.8 | 162.2 | 1020 | 6.2885
2011 | 7 | 9 | 23 | 217.2 | 166.5 | 1048 | 6.2943
2011 | 7 | 9 | 24 | 223.6 | 172.9 | 1076 | 6.2233
2011 | 7 | 10 | 1 | 229.8 | 179.2 | 1098 | 6.1272
2011 | 7 | 10 | 2 | 216.9 | 166.2 | 1040 | 6.2575
2011 | 7 | 10 | 3 | 225.8 | 175.1 | 1090 | 6.225
2011 | 7 | 10 | 4 | 224.2 | 173.5 | 1082 | 6.2363
2011 | 7 | 10 | 5 | 224.8 | 174.1 | 1086 | 6.2378
2011 | 7 | 10 | 6 | 227.5 | 175.3 | 1093 | 6.235
2011 | 7 | 10 | 7 | 239.8 | 157 | 982 | 6.2548
2011 | 7 | 10 | 8 | 239 | 158.2 | 991 | 6.2642
2011 | 7 | 10 | 9 | 239.5 | 159.2 | 994 | 6.2437
2011 | 7 | 10 | 10 | 246.2 | 166 | 1025 | 6.1747
2011 | 7 | 10 | 11 | 248.4 | 168.3 | 1037 | 6.1616
2011 | 7 | 10 | 12 | 253.6 | 173.4 | 1058 | 6.1015
2011 | 7 | 10 | 13 | 257 | 176.5 | 1072 | 6.0737
2011 | 7 | 10 | 14 | 259.8 | 179.3 | 1086 | 6.0569
2011 | 7 | 10 | 15 | 261.7 | 181.1 | 1087 | 6.0022
2011 | 7 | 10 | 16 | 258.9 | 178.3 | 1078 | 6.046
2011 | 7 | 10 | 17 | 257.8 | 177.3 | 1072 | 6.0462
2011 | 7 | 10 | 18 | 264 | 183.5 | 1092 | 5.951
2011 | 7 | 10 | 19 | 264 | 183.5 | 1077 | 5.8692
2011 | 7 | 10 | 20 | 251.7 | 171.2 | 1047 | 6.1157
2011 | 7 | 10 | 21 | 244.8 | 164.3 | 1012 | 6.1595
2011 | 7 | 10 | 22 | 255 | 174.5 | 1062 | 6.086
2011 | 7 | 10 | 23 | 255.7 | 175.2 | 1059 | 6.0445
2011 | 7 | 10 | 24 | 235.8 | 155.3 | 967 | 6.2267
2011 | 7 | 11 | 1 | 232.2 | 151.7 | 952 | 6.2755
2011 | 7 | 11 | 2 | 220.8 | 140.3 | 894 | 6.3721
2011 | 7 | 11 | 3 | 205.6 | 125.1 | 804 | 6.4269
2011 | 7 | 11 | 4 | 199.5 | 119 | 768 | 6.4538
2011 | 7 | 11 | 5 | 208.7 | 128.3 | 828 | 6.4536
2011 | 7 | 11 | 6 | 231.1 | 150.9 | 956 | 6.3353
2011 | 7 | 11 | 7 | 223.2 | 142.9 | 904 | 6.3261
2011 | 7 | 11 | 8 | 232.7 | 152.2 | 952 | 6.2549
2011 | 7 | 11 | 9 | 236.9 | 156.5 | 966 | 6.1725
2011 | 7 | 11 | 10 | 246.7 | 166.5 | 1002 | 6.018
2011 | 7 | 11 | 11 | 241.4 | 161.1 | 975 | 6.0521
2011 | 7 | 11 | 12 | 239.6 | 159.2 | 974 | 6.1181
2011 | 7 | 11 | 13 | 258.2 | 177.8 | 1059 | 5.9561
2011 | 7 | 11 | 14 | 260.6 | 180.3 | 1069 | 5.929
2011 | 7 | 11 | 15 | 265 | 184.6 | 1078 | 5.8397
2011 | 7 | 11 | 16 | 252.1 | 171.7 | 1029 | 5.993
2011 | 7 | 11 | 17 | 250.1 | 169.6 | 1023 | 6.0318
2011 | 7 | 11 | 18 | 257 | 177.3 | 1061 | 5.9842
2011 | 7 | 11 | 19 | 233.3 | 173.2 | 1054 | 6.0855
2011 | 7 | 11 | 20 | 234.5 | 173.6 | 1061 | 6.1118
2011 | 7 | 11 | 21 | 216.2 | 155.1 | 975 | 6.2863
2011 | 7 | 11 | 22 | 224.3 | 163.1 | 1022 | 6.2661
2011 | 7 | 11 | 23 | 218.4 | 157.2 | 993 | 6.3168
2011 | 7 | 11 | 24 | 217.7 | 149.7 | 953 | 6.3661
2011 | 7 | 12 | 1 | 207.8 | 132.5 | 852 | 6.4302
2011 | 7 | 12 | 2 | 200.9 | 136.7 | 886 | 6.4813
2011 | 7 | 12 | 3 | 197.6 | 137.3 | 893 | 6.504
2011 | 7 | 12 | 4 | 202.6 | 142.3 | 921 | 6.4722
2011 | 7 | 12 | 5 | 200.6 | 140.4 | 910 | 6.4815
2011 | 7 | 12 | 6 | 202.7 | 142.5 | 921 | 6.4632
2011 | 7 | 12 | 7 | 217.7 | 157.5 | 1002 | 6.3619
2011 | 7 | 12 | 8 | 229.5 | 169.2 | 1075 | 6.3534
2011 | 7 | 12 | 9 | 221.3 | 161.1 | 1011 | 6.2756
2011 | 7 | 12 | 10 | 227.3 | 166.8 | 1039 | 6.229
2011 | 7 | 12 | 11 | 221.7 | 161.6 | 1014 | 6.2748
2011 | 7 | 12 | 12 | 234.7 | 185 | 1118 | 6.0432
2011 | 7 | 12 | 13 | 233.2 | 193.3 | 1152 | 5.9596
2011 | 7 | 12 | 14 | 231 | 190.7 | 1138 | 5.9675
2011 | 7 | 12 | 15 | 220.9 | 180.6 | 1109 | 6.1406
2011 | 7 | 12 | 16 | 225.6 | 185.3 | 1124 | 6.0658
2011 | 7 | 12 | 17 | 218.5 | 178.2 | 1101 | 6.1785
2011 | 7 | 12 | 18 | 221 | 180.7 | 1108 | 6.1317
2011 | 7 | 12 | 19 | 214 | 173.6 | 1084 | 6.2442
2011 | 7 | 12 | 20 | 218.6 | 178.2 | 1119 | 6.2795
2011 | 7 | 12 | 21 | 239.1 | 198.7 | 1176 | 5.9185
2011 | 7 | 12 | 22 | 240.2 | 199.8 | 1180 | 5.9059
2011 | 7 | 12 | 23 | 239.9 | 199.5 | 1179 | 5.9098
2011 | 7 | 12 | 24 | 223.3 | 182.9 | 1112 | 6.0798
2011 | 7 | 13 | 1 | 223.5 | 173 | 1077 | 6.2254
2011 | 7 | 13 | 2 | 219.9 | 168.9 | 1048 | 6.2049
2011 | 7 | 13 | 3 | 220.8 | 169.8 | 1049 | 6.1779
2011 | 7 | 13 | 4 | 221.3 | 170.2 | 1050 | 6.1692
2011 | 7 | 13 | 5 | 234.2 | 183.1 | 1095 | 5.9803
2011 | 7 | 13 | 6 | 219.9 | 168.8 | 1058 | 6.2678
2011 | 7 | 13 | 7 | 221.7 | 170.7 | 1057 | 6.1921
2011 | 7 | 13 | 8 | 216.3 | 166.2 | 1046 | 6.2936
2011 | 7 | 13 | 9 | 221.7 | 171.4 | 1069 | 6.2369
2011 | 7 | 13 | 10 | 237 | 186.8 | 1130 | 6.0493
2011 | 7 | 13 | 11 | 233.7 | 183.5 | 1120 | 6.1035
2011 | 7 | 13 | 12 | 229.9 | 179.8 | 1106 | 6.1513
2011 | 7 | 13 | 13 | 218.1 | 167.7 | 1051 | 6.2671
2011 | 7 | 13 | 14 | 218.7 | 168.4 | 1052 | 6.247
2011 | 7 | 13 | 15 | 218.9 | 168.8 | 1054 | 6.2441
2011 | 7 | 13 | 16 | 229.3 | 178.9 | 1098 | 6.1375
2011 | 7 | 13 | 17 | 240.2 | 189.8 | 1136 | 5.9852
2011 | 7 | 13 | 18 | 240.4 | 189.9 | 1135 | 5.9768
2011 | 7 | 13 | 19 | 230.3 | 179.8 | 1100 | 6.1179
2011 | 7 | 13 | 20 | 229.8 | 179.3 | 1103 | 6.1517
2011 | 7 | 13 | 21 | 241.2 | 190.6 | 1139 | 5.9759
2011 | 7 | 13 | 22 | 243.9 | 193.4 | 1152 | 5.9566
2011 | 7 | 13 | 23 | 240.3 | 189.7 | 1134 | 5.9779
2011 | 7 | 13 | 24 | 234.2 | 183.6 | 1115 | 6.073
2011 | 7 | 14 | 1 | 233 | 182.4 | 1115 | 6.1129
2011 | 7 | 14 | 2 | 218.9 | 168.2 | 1056 | 6.2782
2011 | 7 | 14 | 3 | 227.6 | 146.1 | 923 | 6.3176
2011 | 7 | 14 | 4 | 216.7 | 116 | 741 | 6.3879
2011 | 7 | 14 | 5 | 213.3 | 112.7 | 722 | 6.4064
2011 | 7 | 14 | 6 | 222.3 | 121.7 | 775 | 6.3681
2011 | 7 | 14 | 7 | 239 | 144.1 | 904 | 6.2734
2011 | 7 | 14 | 8 | 244.9 | 154.7 | 963 | 6.225
2011 | 7 | 14 | 9 | 245 | 157 | 973 | 6.1975
2011 | 7 | 14 | 10 | 248.9 | 173.8 | 1059 | 6.0932
2011 | 7 | 14 | 11 | 244.8 | 178.3 | 1081 | 6.0628
2011 | 7 | 14 | 12 | 233.4 | 183.2 | 1110 | 6.059
2011 | 7 | 14 | 13 | 232.1 | 181.8 | 1093 | 6.0121
2011 | 7 | 14 | 14 | 220.1 | 169.8 | 1047 | 6.1661
2011 | 7 | 14 | 15 | 216.8 | 166.3 | 1039 | 6.2477
2011 | 7 | 14 | 16 | 212.9 | 162.5 | 1020 | 6.2769
2011 | 7 | 14 | 17 | 194.1 | 143.6 | 925 | 6.4415
2011 | 7 | 14 | 18 | 203.5 | 161.7 | 1030 | 6.3698
2011 | 7 | 14 | 19 | 200.4 | 159.3 | 1007 | 6.3214
2011 | 7 | 14 | 20 | 195.9 | 154.8 | 998 | 6.447
2011 | 7 | 14 | 21 | 218.9 | 178 | 1103 | 6.1966
2011 | 7 | 14 | 22 | 204.1 | 163.1 | 1032 | 6.3274
2011 | 7 | 14 | 23 | 215 | 173.9 | 1084 | 6.2335
2011 | 7 | 14 | 24 | 233.9 | 182 | 1113 | 6.1154
2011 | 7 | 15 | 1 | 235.9 | 155.5 | 978 | 6.2894
2011 | 7 | 15 | 2 | 235.2 | 154.8 | 972 | 6.2791
2011 | 7 | 15 | 3 | 235.5 | 155 | 976 | 6.2968
2011 | 7 | 15 | 4 | 228.5 | 148 | 936 | 6.3243
2011 | 7 | 15 | 5 | 233.8 | 137.7 | 876 | 6.3617
2011 | 7 | 15 | 6 | 242.7 | 142.4 | 893 | 6.2711
2011 | 7 | 15 | 7 | 234.9 | 134.8 | 845 | 6.2685
2011 | 7 | 15 | 8 | 242.9 | 143 | 889 | 6.2168
2011 | 7 | 15 | 9 | 240.3 | 145.9 | 905 | 6.2029
2011 | 7 | 15 | 10 | 228 | 143.9 | 897 | 6.2335
2011 | 7 | 15 | 11 | 220.4 | 149.5 | 933 | 6.2408
2011 | 7 | 15 | 12 | 215.8 | 157 | 975 | 6.2102
2011 | 7 | 15 | 13 | 209.7 | 159 | 991 | 6.2327
2011 | 7 | 15 | 14 | 207.5 | 156.9 | 983 | 6.2651
2011 | 7 | 15 | 15 | 200.9 | 150.3 | 948 | 6.3074
2011 | 7 | 15 | 16 | 213.6 | 163 | 1017 | 6.2393
2011 | 7 | 15 | 17 | 215.7 | 166 | 1029 | 6.1988
2011 | 7 | 15 | 18 | 214.1 | 172.8 | 1068 | 6.1806
2011 | 7 | 15 | 19 | 211 | 170.4 | 1054 | 6.1854
2011 | 7 | 15 | 20 | 203.4 | 162.8 | 1020 | 6.2654
2011 | 7 | 15 | 21 | 215.2 | 179.5 | 1100 | 6.1281
2011 | 7 | 15 | 22 | 203.7 | 183.1 | 1123 | 6.1333
2011 | 7 | 15 | 23 | 182.1 | 161.2 | 1027 | 6.371
2011 | 7 | 15 | 24 | 190.3 | 169.4 | 1078 | 6.3636
2011 | 7 | 16 | 1 | 191.8 | 170.8 | 1088 | 6.37
2011 | 7 | 16 | 2 | 191.2 | 158.8 | 1027 | 6.4673
2011 | 7 | 16 | 3 | 200.8 | 155.1 | 1000 | 6.4475
2011 | 7 | 16 | 4 | 211.4 | 165.7 | 1052 | 6.3488
2011 | 7 | 16 | 5 | 204.2 | 158.6 | 975 | 6.1475
2011 | 7 | 16 | 6 | 194.9 | 149.3 | 965 | 6.4635
2011 | 7 | 16 | 7 | 187.1 | 142.3 | 925 | 6.5004
2011 | 7 | 16 | 8 | 206 | 157.7 | 1009 | 6.3982
2011 | 7 | 16 | 9 | 201.4 | 152.2 | 976 | 6.4126
2011 | 7 | 16 | 10 | 202.9 | 164.1 | 1038 | 6.3254
2011 | 7 | 16 | 11 | 195.1 | 168.6 | 1064 | 6.3108
2011 | 7 | 16 | 12 | 199.9 | 173.7 | 1091 | 6.2809
2011 | 7 | 16 | 13 | 199.9 | 173.7 | 1083 | 6.2349
2011 | 7 | 16 | 14 | 213.9 | 187.7 | 1139 | 6.0682
2011 | 7 | 16 | 15 | 205.1 | 178.9 | 1109 | 6.199
2011 | 7 | 16 | 16 | 208.6 | 184.2 | 1127 | 6.1183
2011 | 7 | 16 | 17 | 214.4 | 192.2 | 1160 | 6.0354
2011 | 7 | 16 | 18 | 208.4 | 188.4 | 1151 | 6.1093
2011 | 7 | 16 | 19 | 206 | 186.2 | 1147 | 6.16
2011 | 7 | 16 | 20 | 201.5 | 181.6 | 1125 | 6.1949
2011 | 7 | 16 | 21 | 198.1 | 178.2 | 1125 | 6.3131
2011 | 7 | 16 | 22 | 199.8 | 178.6 | 1127 | 6.3102
2011 | 7 | 16 | 23 | 204.9 | 168.2 | 1067 | 6.3436
2011 | 7 | 16 | 24 | 199.7 | 163.3 | 1042 | 6.3809
2011 | 7 | 17 | 1 | 193.3 | 156.9 | 1010 | 6.4372
2011 | 7 | 17 | 2 | 194.5 | 158.1 | 1017 | 6.4326
2011 | 7 | 17 | 3 | 187.9 | 151.8 | 988 | 6.5086
2011 | 7 | 17 | 4 | 188.6 | 152.4 | 994 | 6.5223
2011 | 7 | 17 | 5 | 194.4 | 158.2 | 1025 | 6.4791
2011 | 7 | 17 | 6 | 190.2 | 154.1 | 1003 | 6.5088
2011 | 7 | 17 | 7 | 175.1 | 138.9 | 916 | 6.5947
2011 | 7 | 17 | 8 | 187.9 | 151.5 | 993 | 6.5545
2011 | 7 | 17 | 9 | 171.4 | 145.2 | 957 | 6.5909
2011 | 7 | 17 | 10 | 163.3 | 137.8 | 911 | 6.611
2011 | 7 | 17 | 11 | 181.2 | 155.7 | 1019 | 6.5446
2011 | 7 | 17 | 12 | 189.1 | 163.7 | 1055 | 6.4447
2011 | 7 | 17 | 13 | 190.3 | 164.8 | 1060 | 6.432
2011 | 7 | 17 | 14 | 195.5 | 169.6 | 1078 | 6.3561
2011 | 7 | 17 | 15 | 200.9 | 174.8 | 1106 | 6.3272
2011 | 7 | 17 | 16 | 198.6 | 178.7 | 1124 | 6.2899
2011 | 7 | 17 | 17 | 205.3 | 185.6 | 1153 | 6.2123
2011 | 7 | 17 | 18 | 202.6 | 183 | 1138 | 6.2186
2011 | 7 | 17 | 19 | 175.4 | 155.8 | 1011 | 6.4891
2011 | 7 | 17 | 20 | 177.6 | 158.1 | 1030 | 6.5149
2011 | 7 | 17 | 21 | 189.3 | 169.8 | 1090 | 6.4193
2011 | 7 | 17 | 22 | 219.1 | 199.5 | 1212 | 6.0752
2011 | 7 | 17 | 23 | 212.9 | 186.4 | 1154 | 6.191
2011 | 7 | 17 | 24 | 217.3 | 171.8 | 1074 | 6.2515
2011 | 7 | 18 | 1 | 209.4 | 163.9 | 1040 | 6.3453
2011 | 7 | 18 | 2 | 205.5 | 160.1 | 1023 | 6.3898
2011 | 7 | 18 | 3 | 201.4 | 146 | 944 | 6.4658
2011 | 7 | 18 | 4 | 203.4 | 143 | 923 | 6.4545
2011 | 7 | 18 | 5 | 211 | 150.7 | 968 | 6.4234
2011 | 7 | 18 | 6 | 199.5 | 139.2 | 902 | 6.4799
2011 | 7 | 18 | 7 | 181.7 | 121.3 | 794 | 6.5458
2011 | 7 | 18 | 8 | 204.6 | 143.8 | 932 | 6.4812
2011 | 7 | 18 | 9 | 215.4 | 155 | 987 | 6.3677
2011 | 7 | 18 | 10 | 215.5 | 155.2 | 984 | 6.3402
2011 | 7 | 18 | 11 | 223.5 | 163.3 | 1023 | 6.2645
2011 | 7 | 18 | 12 | 213.6 | 153.4 | 970 | 6.3233
2011 | 7 | 18 | 13 | 215.7 | 155.6 | 983 | 6.3175
2011 | 7 | 18 | 14 | 218.7 | 158.6 | 995 | 6.2736
2011 | 7 | 18 | 15 | 212 | 159.3 | 1000 | 6.2775
2011 | 7 | 18 | 16 | 192.7 | 147.8 | 943 | 6.3802
2011 | 7 | 18 | 17 | 167 | 126.1 | 824 | 6.5345
2011 | 7 | 18 | 18 | 190.5 | 159.5 | 1019 | 6.3887
2011 | 7 | 18 | 19 | 185.8 | 167.3 | 1068 | 6.3837
2011 | 7 | 18 | 20 | 178.1 | 159.5 | 1028 | 6.4451
2011 | 7 | 18 | 21 | 169.7 | 151 | 983 | 6.5099
2011 | 7 | 18 | 22 | 186.3 | 167.5 | 1076 | 6.4239
2011 | 7 | 18 | 23 | 193.4 | 162.2 | 1037 | 6.3933
2011 | 7 | 18 | 24 | 202.4 | 171.7 | 1087 | 6.3308
2011 | 7 | 19 | 1 | 198 | 167.3 | 1066 | 6.3718
2011 | 7 | 19 | 2 | 207 | 176.2 | 1113 | 6.3167
2011 | 7 | 19 | 3 | 176.4 | 146 | 952 | 6.5205
2011 | 7 | 19 | 4 | 181.7 | 151.2 | 991 | 6.5542
2011 | 7 | 19 | 5 | 186.9 | 146.4 | 957 | 6.5369
2011 | 7 | 19 | 6 | 213.6 | 173 | 1092 | 6.3121
2011 | 7 | 19 | 7 | 213.2 | 172.6 | 1083 | 6.2746
2011 | 7 | 19 | 8 | 223.9 | 183.5 | 1126 | 6.1362
2011 | 7 | 19 | 9 | 223.1 | 182.8 | 1121 | 6.1324
2011 | 7 | 19 | 10 | 194.9 | 154.5 | 992 | 6.4207
2011 | 7 | 19 | 11 | 200.3 | 160 | 1024 | 6.4
2011 | 7 | 19 | 12 | 197 | 156.7 | 1008 | 6.4327
2011 | 7 | 19 | 13 | 202.4 | 162 | 1031 | 6.3642
2011 | 7 | 19 | 14 | 195.3 | 154.8 | 995 | 6.4276
2011 | 7 | 19 | 15 | 200.7 | 160.2 | 1027 | 6.4107
2011 | 7 | 19 | 16 | 208.7 | 168.4 | 1070 | 6.3539
2011 | 7 | 19 | 17 | 201.3 | 160.9 | 1029 | 6.3953
2011 | 7 | 19 | 18 | 198.7 | 158.2 | 1015 | 6.4159
2011 | 7 | 19 | 19 | 209.4 | 168.8 | 1072 | 6.3507
2011 | 7 | 19 | 20 | 212.7 | 169.8 | 1076 | 6.3369
2011 | 7 | 19 | 21 | 231.4 | 171.1 | 1065 | 6.2244
2011 | 7 | 19 | 22 | 223.4 | 163.3 | 1024 | 6.2707
2011 | 7 | 19 | 23 | 219.9 | 159.8 | 1005 | 6.2891
2011 | 7 | 19 | 24 | 203.4 | 143.2 | 921 | 6.4316
2011 | 7 | 20 | 1 | 202.2 | 142.1 | 916 | 6.4462
2011 | 7 | 20 | 2 | 187.9 | 143.6 | 932 | 6.4903
2011 | 7 | 20 | 3 | 181.4 | 141.4 | 925 | 6.5417
2011 | 7 | 20 | 4 | 185.5 | 145.5 | 951 | 6.5361
2011 | 7 | 20 | 5 | 206 | 159.6 | 1022 | 6.4035
2011 | 7 | 20 | 6 | 211.8 | 151.5 | 965 | 6.3696
2011 | 7 | 20 | 7 | 199.9 | 139.8 | 902 | 6.4521
2011 | 7 | 20 | 8 | 224.8 | 160.6 | 1013 | 6.3076
2011 | 7 | 20 | 9 | 226.8 | 171.6 | 1068 | 6.2238
2011 | 7 | 20 | 10 | 208.6 | 166.8 | 1048 | 6.283
2011 | 7 | 20 | 11 | 195.5 | 171.2 | 1080 | 6.3084
2011 | 7 | 20 | 12 | 185.2 | 160.9 | 1034 | 6.4264
2011 | 7 | 20 | 13 | 188.2 | 163.8 | 1054 | 6.4347
2011 | 7 | 20 | 14 | 185.2 | 160.8 | 1040 | 6.4677
2011 | 7 | 20 | 15 | 197 | 172.6 | 1098 | 6.3615
2011 | 7 | 20 | 16 | 182 | 163.6 | 1056 | 6.4548
2011 | 7 | 20 | 17 | 193.1 | 174.5 | 1113 | 6.3782
2011 | 7 | 20 | 18 | 190 | 171.4 | 1094 | 6.3827
2011 | 7 | 20 | 19 | 176.3 | 157.7 | 1027 | 6.5124
2011 | 7 | 20 | 20 | 167.6 | 149 | 980 | 6.5772
2011 | 7 | 20 | 21 | 167.3 | 148.7 | 984 | 6.6174
2011 | 7 | 20 | 22 | 187.1 | 167.7 | 1085 | 6.4699
2011 | 7 | 20 | 23 | 176.1 | 156.3 | 1021 | 6.5323
2011 | 7 | 20 | 24 | 164.9 | 146.9 | 971 | 6.6099
2011 | 7 | 21 | 1 | 179.8 | 161.9 | 1057 | 6.5287
2011 | 7 | 21 | 2 | 173.3 | 161.6 | 1058 | 6.547
2011 | 7 | 21 | 3 | 175.7 | 164.3 | 1074 | 6.5368
2011 | 7 | 21 | 4 | 165.8 | 154.1 | 1019 | 6.6126
2011 | 7 | 21 | 5 | 173.3 | 159.6 | 1051 | 6.5852
2011 | 7 | 21 | 6 | 192.3 | 179 | 1143 | 6.3855
2011 | 7 | 21 | 7 | 183 | 171.7 | 1099 | 6.4007
2011 | 7 | 21 | 8 | 210.2 | 192.2 | 1187 | 6.1759
2011 | 7 | 21 | 9 | 198.8 | 180.9 | 1138 | 6.2908
2011 | 7 | 21 | 10 | 192.5 | 168.4 | 1075 | 6.3836
2011 | 7 | 21 | 11 | 189.6 | 165.3 | 1062 | 6.4247
2011 | 7 | 21 | 12 | 193.4 | 169.1 | 1085 | 6.4163
2011 | 7 | 21 | 13 | 199.6 | 175.2 | 1111 | 6.3413
2011 | 7 | 21 | 14 | 199.6 | 175.2 | 1109 | 6.3299
2011 | 7 | 21 | 15 | 199.2 | 174.9 | 1108 | 6.335
2011 | 7 | 21 | 16 | 193.8 | 174.8 | 1111 | 6.3558
2011 | 7 | 21 | 17 | 192.6 | 174.3 | 1109 | 6.3626
2011 | 7 | 21 | 18 | 200.2 | 181.9 | 1146 | 6.3002
2011 | 7 | 21 | 19 | 202 | 183.7 | 1149 | 6.2548
2011 | 7 | 21 | 20 | 203.2 | 184.9 | 1154 | 6.2412
2011 | 7 | 21 | 21 | 196 | 177.7 | 1124 | 6.3253
2011 | 7 | 21 | 22 | 187.4 | 169.1 | 1084 | 6.4104
2011 | 7 | 21 | 23 | 184.7 | 166.4 | 1072 | 6.4423
2011 | 7 | 21 | 24 | 186 | 167.7 | 1079 | 6.4341
2011 | 7 | 22 | 1 | 180.4 | 162.1 | 1046 | 6.4528
2011 | 7 | 22 | 2 | 179.7 | 167.4 | 1086 | 6.4875
2011 | 7 | 22 | 3 | 178.2 | 166.3 | 1084 | 6.5183
2011 | 7 | 22 | 4 | 170.1 | 158.2 | 1037 | 6.555
2011 | 7 | 22 | 5 | 166.3 | 154.3 | 1018 | 6.5975
2011 | 7 | 22 | 6 | 175.8 | 163.9 | 1067 | 6.5101
2011 | 7 | 22 | 7 | 158.7 | 146.7 | 970 | 6.6121
2011 | 7 | 22 | 8 | 172.5 | 154.5 | 1018 | 6.589
2011 | 7 | 22 | 9 | 187.7 | 169.4 | 1090 | 6.4345
2011 | 7 | 22 | 10 | 194.1 | 171.4 | 1091 | 6.3652
2011 | 7 | 22 | 11 | 207.1 | 184.2 | 1149 | 6.2378
2011 | 7 | 22 | 12 | 195.3 | 172.4 | 1091 | 6.3283
2011 | 7 | 22 | 13 | 183.9 | 160.9 | 1032 | 6.4139
2011 | 7 | 22 | 14 | 174 | 151 | 986 | 6.5298
2011 | 7 | 22 | 15 | 179 | 156 | 1009 | 6.4679
2011 | 7 | 22 | 16 | 185.7 | 148.8 | 965 | 6.4852
2011 | 7 | 22 | 17 | 191.5 | 151 | 975 | 6.457
2011 | 7 | 22 | 18 | 185.6 | 145 | 941 | 6.4897
2011 | 7 | 22 | 19 | 172.8 | 132.1 | 869 | 6.5783
2011 | 7 | 22 | 20 | 168.2 | 127.4 | 842 | 6.6091
2011 | 7 | 22 | 21 | 163.1 | 122.4 | 814 | 6.6503
2011 | 7 | 22 | 22 | 169.3 | 128.7 | 850 | 6.6045
2011 | 7 | 22 | 23 | 201.2 | 143.7 | 930 | 6.4718
2011 | 7 | 22 | 24 | 212.8 | 162.4 | 1032 | 6.3547
2011 | 7 | 23 | 1 | 216.7 | 166.3 | 1045 | 6.2838
2011 | 7 | 23 | 2 | 215.3 | 164.9 | 1040 | 6.3069
2011 | 7 | 23 | 3 | 201.9 | 151.4 | 968 | 6.3937
2011 | 7 | 23 | 4 | 188.1 | 137.6 | 895 | 6.5044
2011 | 7 | 23 | 5 | 191 | 140.6 | 912 | 6.4865
2011 | 7 | 23 | 6 | 176.3 | 125.9 | 826 | 6.5608
2011 | 7 | 23 | 7 | 163.2 | 112.7 | 748 | 6.6371
2011 | 7 | 23 | 8 | 180.7 | 131.5 | 864 | 6.5703
2011 | 7 | 23 | 9 | 182.1 | 151.7 | 992 | 6.5392
2011 | 7 | 23 | 10 | 177.5 | 148.5 | 972 | 6.5455
2011 | 7 | 23 | 11 | 166.9 | 144.1 | 953 | 6.6135
2011 | 7 | 23 | 12 | 171.5 | 148.6 | 981 | 6.6016
2011 | 7 | 23 | 13 | 178.5 | 155.6 | 1018 | 6.5424
2011 | 7 | 23 | 14 | 173.8 | 150.8 | 993 | 6.5849
2011 | 7 | 23 | 15 | 172.5 | 149.4 | 983 | 6.5797
2011 | 7 | 23 | 16 | 167.8 | 150.6 | 995 | 6.6069
2011 | 7 | 23 | 17 | 180.4 | 163.4 | 1066 | 6.5239
2011 | 7 | 23 | 18 | 187.7 | 170.6 | 1101 | 6.4537
2011 | 7 | 23 | 19 | 192.1 | 166.3 | 1072 | 6.4462
2011 | 7 | 23 | 20 | 203.8 | 163 | 1047 | 6.4233
2011 | 7 | 23 | 21 | 208.7 | 158.3 | 1014 | 6.4056
2011 | 7 | 23 | 22 | 220.4 | 170 | 1070 | 6.2941
2011 | 7 | 23 | 23 | 194.8 | 142.2 | 904 | 6.3572
2011 | 7 | 23 | 24 | 164.7 | 93.5 | 611 | 6.5348
2011 | 7 | 24 | 1 | 180.3 | 124 | 813 | 6.5565
2011 | 7 | 24 | 2 | 170.9 | 120 | 790 | 6.5833
2011 | 7 | 24 | 3 | 171.4 | 120.6 | 793 | 6.5755
2011 | 7 | 24 | 4 | 178.1 | 127.2 | 836 | 6.5723
2011 | 7 | 24 | 5 | 194 | 143.1 | 929 | 6.492
2011 | 7 | 24 | 6 | 196 | 145.1 | 942 | 6.4921
2011 | 7 | 24 | 7 | 188.9 | 150.2 | 973 | 6.478
2011 | 7 | 24 | 8 | 188 | 168.1 | 1078 | 6.4128
2011 | 7 | 24 | 9 | 180.3 | 163.1 | 1057 | 6.4807
2011 | 7 | 24 | 10 | 182.2 | 160.1 | 1035 | 6.4647
2011 | 7 | 24 | 11 | 189 | 167.2 | 1073 | 6.4175
2011 | 7 | 24 | 12 | 193.8 | 172 | 1093 | 6.3547
2011 | 7 | 24 | 13 | 191.8 | 169.9 | 1079 | 6.3508
2011 | 7 | 24 | 14 | 197.6 | 175.6 | 1119 | 6.3724
2011 | 7 | 24 | 15 | 200.7 | 177.3 | 1122 | 6.3283
2011 | 7 | 24 | 16 | 212.5 | 171.3 | 1077 | 6.2872
2011 | 7 | 24 | 17 | 223.9 | 177.9 | 1103 | 6.2001
2011 | 7 | 24 | 18 | 219.5 | 179.8 | 1110 | 6.1735
2011 | 7 | 24 | 19 | 197.8 | 158.1 | 1014 | 6.4137
2011 | 7 | 24 | 20 | 192.3 | 152.6 | 985 | 6.4548
2011 | 7 | 24 | 21 | 185.6 | 146.1 | 951 | 6.5092
2011 | 7 | 24 | 22 | 195.1 | 155.6 | 1006 | 6.4653
2011 | 7 | 24 | 23 | 186.1 | 146.6 | 955 | 6.5143
2011 | 7 | 24 | 24 | 172 | 132.5 | 870 | 6.566
2011 | 7 | 25 | 1 | 164.5 | 125 | 828 | 6.624
2011 | 7 | 25 | 2 | 168.1 | 128.6 | 855 | 6.6485
2011 | 7 | 25 | 3 | 166.8 | 127.3 | 848 | 6.6614
2011 | 7 | 25 | 4 | 160.8 | 121.3 | 810 | 6.6777
2011 | 7 | 25 | 5 | 171.2 | 115.9 | 771 | 6.6523
2011 | 7 | 25 | 6 | 163.4 | 103.4 | 685 | 6.6248
2011 | 7 | 25 | 7 | 164.5 | 104.8 | 698 | 6.6603
2011 | 7 | 25 | 8 | 190.9 | 130.4 | 854 | 6.5491
2011 | 7 | 25 | 9 | 203.4 | 143.3 | 928 | 6.4759
2011 | 7 | 25 | 10 | 206.3 | 145.8 | 935 | 6.4129
2011 | 7 | 25 | 11 | 198.9 | 138.4 | 892 | 6.4451
2011 | 7 | 25 | 12 | 206.1 | 145.6 | 934 | 6.4148
2011 | 7 | 25 | 13 | 202.8 | 142.2 | 911 | 6.4065
2011 | 7 | 25 | 14 | 185.4 | 124.7 | 810 | 6.4956
2011 | 7 | 25 | 15 | 186.2 | 125.5 | 820 | 6.5339
2011 | 7 | 25 | 16 | 189.7 | 149.7 | 973 | 6.4997
2011 | 7 | 25 | 17 | 169.6 | 143.2 | 943 | 6.5852
2011 | 7 | 25 | 18 | 174.8 | 158.7 | 1039 | 6.5469
2011 | 7 | 25 | 19 | 174.5 | 158.4 | 1038 | 6.553
2011 | 7 | 25 | 20 | 169.4 | 153.2 | 1010 | 6.5927
2011 | 7 | 25 | 21 | 151.3 | 135.1 | 904 | 6.6913
2011 | 7 | 25 | 22 | 150.8 | 134.6 | 902 | 6.7013
2011 | 7 | 25 | 23 | 144.7 | 128.5 | 868 | 6.7549
2011 | 7 | 25 | 24 | 135.7 | 119.5 | 810 | 6.7782
2011 | 7 | 26 | 1 | 129.3 | 113.3 | 772 | 6.8138
2011 | 7 | 26 | 2 | 129.2 | 118.2 | 810 | 6.8528
2011 | 7 | 26 | 3 | 132.9 | 122 | 859 | 7.041
2011 | 7 | 26 | 4 | 141.5 | 130.7 | 892 | 6.8248
2011 | 7 | 26 | 5 | 153.7 | 142.9 | 965 | 6.753
2011 | 7 | 26 | 6 | 156 | 145.2 | 978 | 6.7355
2011 | 7 | 26 | 7 | 160.1 | 137.6 | 925 | 6.7224
2011 | 7 | 26 | 8 | 165.6 | 125.3 | 833 | 6.648
2011 | 7 | 26 | 9 | 169.3 | 115.6 | 768 | 6.6436
2011 | 7 | 26 | 10 | 187.7 | 117.4 | 772 | 6.5758
2011 | 7 | 26 | 11 | 194.2 | 129.7 | 845 | 6.515
2011 | 7 | 26 | 12 | 190.3 | 148.7 | 970 | 6.5232
2011 | 7 | 26 | 13 | 179.1 | 137.4 | 901 | 6.5575
2011 | 7 | 26 | 14 | 173.8 | 132.2 | 873 | 6.6036
2011 | 7 | 26 | 15 | 165.9 | 140.7 | 934 | 6.6382
2011 | 7 | 26 | 16 | 156.8 | 140.6 | 943 | 6.707
2011 | 7 | 26 | 17 | 163.5 | 147.3 | 979 | 6.6463
2011 | 7 | 26 | 18 | 163.9 | 147.7 | 986 | 6.6757
2011 | 7 | 26 | 19 | 160.5 | 144.3 | 964 | 6.6805
2011 | 7 | 26 | 20 | 160.7 | 144.4 | 965 | 6.6828
2011 | 7 | 26 | 21 | 159.4 | 143.1 | 960 | 6.7086
2011 | 7 | 26 | 23 | 163 | 127.2 | 851 | 6.6903
2011 | 7 | 26 | 24 | 169.4 | 128.9 | 859 | 6.6641
2011 | 7 | 27 | 1 | 161.9 | 121.4 | 814 | 6.7051
2011 | 7 | 27 | 2 | 152.5 | 112 | 751 | 6.7054
2011 | 7 | 27 | 3 | 155.9 | 115.4 | 778 | 6.7418
2011 | 7 | 27 | 4 | 170 | 129.5 | 865 | 6.6795
2011 | 7 | 27 | 5 | 174.8 | 134.3 | 892 | 6.6418
2011 | 7 | 27 | 6 | 179.2 | 143.3 | 943 | 6.5806
2011 | 7 | 27 | 7 | 169 | 138.5 | 916 | 6.6137
2011 | 7 | 27 | 8 | 159.7 | 129.9 | 869 | 6.6898
2011 | 7 | 27 | 9 | 164.2 | 134.2 | 896 | 6.6766
2011 | 7 | 27 | 10 | 193.6 | 163.7 | 1058 | 6.463
2011 | 7 | 27 | 11 | 198.5 | 168.6 | 1078 | 6.3938
2011 | 7 | 27 | 12 | 206.1 | 176.3 | 1110 | 6.2961
2011 | 7 | 27 | 13 | 216.6 | 186.8 | 1141 | 6.1081
2011 | 7 | 27 | 14 | 211.7 | 181.9 | 1120 | 6.1572
2011 | 7 | 27 | 15 | 192.4 | 169.5 | 1073 | 6.3304
2011 | 7 | 27 | 16 | 188 | 172.4 | 1095 | 6.3515
2011 | 7 | 27 | 17 | 183.4 | 167.8 | 1072 | 6.3886
2011 | 7 | 27 | 18 | 163.8 | 148.2 | 972 | 6.5587
2011 | 7 | 27 | 19 | 152 | 136.3 | 908 | 6.6618
2011 | 7 | 27 | 20 | 151.5 | 135.8 | 908 | 6.6863
2011 | 7 | 27 | 21 | 165.5 | 149.8 | 995 | 6.6422
2011 | 7 | 27 | 22 | 170.4 | 154.7 | 1017 | 6.574
2011 | 7 | 27 | 23 | 162.5 | 146.8 | 971 | 6.6144
2011 | 7 | 27 | 24 | 154 | 138.3 | 928 | 6.7101
2011 | 7 | 28 | 1 | 146.3 | 131.2 | 884 | 6.7378
2011 | 7 | 28 | 2 | 135.4 | 125.2 | 852 | 6.8051
2011 | 7 | 28 | 3 | 128.9 | 118.7 | 814 | 6.8576
2011 | 7 | 28 | 4 | 143.9 | 133.7 | 911 | 6.8138
2011 | 7 | 28 | 5 | 157.9 | 147.7 | 993 | 6.7231
2011 | 7 | 28 | 6 | 157.6 | 147.4 | 990 | 6.7164
2011 | 7 | 28 | 7 | 171.3 | 133.1 | 886 | 6.6566
2011 | 7 | 28 | 8 | 173.1 | 141.4 | 937 | 6.6266
2011 | 7 | 28 | 9 | 179.2 | 153.4 | 1010 | 6.5841
2011 | 7 | 28 | 10 | 179.6 | 154.6 | 1030 | 6.6624
2011 | 7 | 28 | 11 | 180.3 | 158.2 | 1031 | 6.5171
2011 | 7 | 28 | 12 | 171.5 | 153.1 | 1005 | 6.5643
2011 | 7 | 28 | 13 | 177.8 | 157.8 | 1032 | 6.5399
2011 | 7 | 28 | 14 | 184.4 | 164.3 | 1062 | 6.4638
2011 | 7 | 28 | 15 | 184.3 | 164.3 | 1062 | 6.4638
2011 | 7 | 28 | 16 | 186.2 | 171 | 1096 | 6.4094
2011 | 7 | 28 | 17 | 195.5 | 180.4 | 1135 | 6.2916
2011 | 7 | 28 | 18 | 170.4 | 155.1 | 1005 | 6.4797
2011 | 7 | 28 | 19 | 135.7 | 120.3 | 804 | 6.6833
2011 | 7 | 28 | 20 | 137.3 | 121.9 | 821 | 6.735
2011 | 7 | 28 | 21 | 143.9 | 128.5 | 865 | 6.7315
2011 | 7 | 28 | 22 | 144.8 | 129.3 | 876 | 6.7749
2011 | 7 | 28 | 23 | 156.2 | 140.8 | 946 | 6.7188
2011 | 7 | 28 | 24 | 136 | 118 | 800 | 6.7797
2011 | 7 | 29 | 1 | 147.3 | 107.4 | 725 | 6.7505
2011 | 7 | 29 | 2 | 193.3 | 117.6 | 777 | 6.6071
2011 | 7 | 29 | 3 | 187.5 | 111.3 | 733 | 6.5858
2011 | 7 | 29 | 4 | 171.6 | 95.4 | 629 | 6.5933
2011 | 7 | 29 | 5 | 162.8 | 87.4 | 583 | 6.6705
2011 | 7 | 29 | 6 | 172.2 | 97.6 | 649 | 6.6496
2011 | 7 | 29 | 7 | 169.6 | 94.3 | 626 | 6.6384
2011 | 7 | 29 | 8 | 195.2 | 119.6 | 785 | 6.5635
2011 | 7 | 29 | 9 | 185.4 | 109.9 | 723 | 6.5787
2011 | 7 | 29 | 10 | 188.8 | 113.5 | 741 | 6.5286
2011 | 7 | 29 | 11 | 205.3 | 130.2 | 841 | 6.4593
2011 | 7 | 29 | 12 | 214.6 | 139.5 | 893 | 6.4014
2011 | 7 | 29 | 13 | 187.3 | 134.8 | 878 | 6.5134
2011 | 7 | 29 | 14 | 187.4 | 137.5 | 894 | 6.5018
2011 | 7 | 29 | 15 | 172.9 | 123 | 809 | 6.5772
2011 | 7 | 29 | 16 | 179.2 | 143.3 | 938 | 6.5457
2011 | 7 | 29 | 17 | 171.9 | 152.3 | 996 | 6.5397
2011 | 7 | 29 | 18 | 176.7 | 161.9 | 1054 | 6.5102
2011 | 7 | 29 | 19 | 158.2 | 143.3 | 950 | 6.6294
2011 | 7 | 29 | 20 | 142.5 | 127.7 | 861 | 6.7424
2011 | 7 | 29 | 21 | 145.1 | 130.3 | 879 | 6.746
2011 | 7 | 29 | 22 | 144.2 | 129.4 | 874 | 6.7543
2011 | 7 | 29 | 23 | 153.3 | 138.5 | 930 | 6.7148
2011 | 7 | 29 | 24 | 148.1 | 133.3 | 896 | 6.7217
2011 | 7 | 30 | 1 | 140.2 | 125.4 | 848 | 6.7624
2011 | 7 | 30 | 2 | 143.9 | 133.3 | 907 | 6.8042
2011 | 7 | 30 | 3 | 152.5 | 142.2 | 959 | 6.744
2011 | 7 | 30 | 4 | 147.2 | 126.4 | 855 | 6.7642
2011 | 7 | 30 | 5 | 153.9 | 113.7 | 763 | 6.7106
2011 | 7 | 30 | 6 | 161.2 | 120.9 | 812 | 6.7163
2011 | 7 | 30 | 7 | 147.9 | 107.5 | 722 | 6.7163
2011 | 7 | 30 | 8 | 158.4 | 118.4 | 797 | 6.7314
2011 | 7 | 30 | 9 | 169.7 | 129.8 | 861 | 6.6333
2011 | 7 | 30 | 10 | 173.7 | 133.6 | 884 | 6.6168
2011 | 7 | 30 | 11 | 204.7 | 164.7 | 1054 | 6.3995
2011 | 7 | 30 | 12 | 205.4 | 179.7 | 1123 | 6.2493
2011 | 7 | 30 | 13 | 188.2 | 169.1 | 1080 | 6.3868
2011 | 7 | 30 | 14 | 190.5 | 171.3 | 1103 | 6.439
2011 | 7 | 30 | 15 | 179.4 | 160.2 | 1036 | 6.4669
2011 | 7 | 30 | 16 | 168.8 | 153.7 | 1008 | 6.5582
2011 | 7 | 30 | 17 | 166.6 | 152.1 | 1002 | 6.5878
2011 | 7 | 30 | 18 | 157.4 | 143 | 947 | 6.6224
2011 | 7 | 30 | 19 | 158.6 | 144.1 | 956 | 6.6343
2011 | 7 | 30 | 20 | 147.1 | 132.7 | 889 | 6.6993
2011 | 7 | 30 | 21 | 142 | 127.6 | 860 | 6.7398
2011 | 7 | 30 | 22 | 132.2 | 117.8 | 797 | 6.7657
2011 | 7 | 30 | 23 | 149.7 | 135.2 | 911 | 6.7382
2011 | 7 | 30 | 24 | 141.9 | 127.4 | 862 | 6.7661
2011 | 7 | 31 | 1 | 132.3 | 117.9 | 804 | 6.8193
2011 | 7 | 31 | 2 | 135.1 | 124.5 | 853 | 6.8514
2011 | 7 | 31 | 3 | 132.1 | 121.8 | 835 | 6.8555
2011 | 7 | 31 | 4 | 123.8 | 113.5 | 780 | 6.8722
2011 | 7 | 31 | 5 | 127.2 | 116.9 | 806 | 6.8948
2011 | 7 | 31 | 6 | 133.4 | 123.1 | 846 | 6.8725
2011 | 7 | 31 | 7 | 124.7 | 114.4 | 788 | 6.8881
2011 | 7 | 31 | 8 | 135.6 | 120.8 | 824 | 6.8212
2011 | 7 | 31 | 9 | 132.1 | 117.6 | 798 | 6.7857
2011 | 7 | 31 | 10 | 136.2 | 117.1 | 795 | 6.7891
2011 | 7 | 31 | 11 | 158.1 | 139 | 930 | 6.6906
2011 | 7 | 31 | 12 | 169.8 | 150.7 | 1002 | 6.649
2011 | 7 | 31 | 13 | 169.9 | 150.8 | 998 | 6.618
2011 | 7 | 31 | 14 | 174.5 | 155.3 | 1020 | 6.5679
2011 | 7 | 31 | 15 | 160.5 | 141.3 | 938 | 6.6384
2011 | 7 | 31 | 16 | 150.7 | 136 | 913 | 6.7132
2011 | 7 | 31 | 17 | 158.9 | 144.5 | 965 | 6.6782
2011 | 7 | 31 | 18 | 161 | 146.6 | 988 | 6.7394
2011 | 7 | 31 | 19 | 155.5 | 141.1 | 945 | 6.6974
2011 | 7 | 31 | 20 | 141.1 | 126.7 | 856 | 6.7561
2011 | 7 | 31 | 21 | 138.2 | 118 | 799 | 6.7712
2011 | 7 | 31 | 22 | 168.6 | 123.3 | 824 | 6.6829
2011 | 7 | 31 | 23 | 170.7 | 125.3 | 836 | 6.672
2011 | 7 | 31 | 24 | 172.5 | 127.1 | 847 | 6.664
2011 | 8 | 1 | 1 | 183.3 | 138 | 913 | 6.6159
2011 | 8 | 1 | 2 | 165.8 | 120.5 | 800 | 6.639
2011 | 8 | 1 | 3 | 158.7 | 113.4 | 758 | 6.6843
2011 | 8 | 1 | 4 | 161.9 | 134.1 | 897 | 6.689
2011 | 8 | 1 | 5 | 137.4 | 127.2 | 862 | 6.7767
2011 | 8 | 1 | 6 | 116.5 | 106.9 | 729 | 6.8195
2011 | 8 | 1 | 7 | 91.9 | 82.4 | 574 | 6.966
2011 | 8 | 1 | 8 | 120.9 | 105.4 | 726 | 6.888
2011 | 8 | 1 | 9 | 133.2 | 119.1 | 816 | 6.8514
2011 | 8 | 1 | 10 | 175.4 | 157 | 1039 | 6.6178
2011 | 8 | 1 | 11 | 177 | 159.1 | 1041 | 6.5431
2011 | 8 | 1 | 12 | 196 | 178 | 1127 | 6.3315
2011 | 8 | 1 | 13 | 185.7 | 167.6 | 1077 | 6.426
2011 | 8 | 1 | 14 | 193.3 | 174.8 | 1105 | 6.3215
2011 | 8 | 1 | 15 | 189.7 | 171.2 | 1084 | 6.3318
2011 | 8 | 1 | 16 | 185.5 | 169.6 | 1077 | 6.3502
2011 | 8 | 1 | 17 | 193.9 | 178.9 | 1123 | 6.2772
2011 | 8 | 1 | 18 | 182.3 | 167.9 | 1065 | 6.3431
2011 | 8 | 1 | 19 | 171.6 | 157.2 | 1014 | 6.4504
2011 | 8 | 1 | 20 | 155.7 | 141.6 | 934 | 6.596
2011 | 8 | 1 | 21 | 150.8 | 136.9 | 879 | 6.4207
2011 | 8 | 1 | 22 | 119 | 105 | 708 | 6.7429
2011 | 8 | 1 | 23 | 116.4 | 102.4 | 697 | 6.8066
2011 | 8 | 1 | 24 | 100.7 | 86.6 | 596 | 6.8822
2011 | 8 | 2 | 1 | 117.7 | 103.2 | 711 | 6.8895
2011 | 8 | 2 | 2 | 115.3 | 104.8 | 725 | 6.9179
2011 | 8 | 2 | 3 | 122 | 112.3 | 778 | 6.9279
2011 | 8 | 2 | 4 | 121.7 | 112 | 775 | 6.9196
2011 | 8 | 2 | 5 | 127.6 | 118 | 814 | 6.8983
2011 | 8 | 2 | 6 | 134.2 | 124.5 | 851 | 6.8353
2011 | 8 | 2 | 7 | 149.5 | 139.8 | 949 | 6.7883
2011 | 8 | 2 | 8 | 166.5 | 150.1 | 1004 | 6.6889
2011 | 8 | 2 | 9 | 170.5 | 154.6 | 1024 | 6.6235
2011 | 8 | 2 | 10 | 200.7 | 181.3 | 1153 | 6.3596
2011 | 8 | 2 | 11 | 194.2 | 174.7 | 1120 | 6.411
2011 | 8 | 2 | 12 | 196.3 | 176.8 | 1123 | 6.3518
2011 | 8 | 2 | 13 | 170.7 | 151.2 | 995 | 6.5807
2011 | 8 | 2 | 14 | 174 | 154.4 | 1031 | 6.6775
2011 | 8 | 2 | 15 | 173.6 | 154 | 1012 | 6.5714
2011 | 8 | 2 | 16 | 179.1 | 164.2 | 1066 | 6.4921
2011 | 8 | 2 | 17 | 166.4 | 151.8 | 1004 | 6.614
2011 | 8 | 2 | 18 | 182.5 | 167.9 | 1092 | 6.5039
2011 | 8 | 2 | 19 | 164 | 149.4 | 986 | 6.5997
2011 | 8 | 2 | 20 | 148.3 | 133.8 | 897 | 6.704
2011 | 8 | 2 | 21 | 144.7 | 130.2 | 879 | 6.7512
2011 | 8 | 2 | 22 | 138.7 | 124.3 | 845 | 6.7981
2011 | 8 | 2 | 23 | 148 | 133.6 | 907 | 6.7889
2011 | 8 | 2 | 24 | 153.2 | 138.8 | 939 | 6.7651
2011 | 8 | 3 | 1 | 155.7 | 141.3 | 951 | 6.7304
2011 | 8 | 3 | 2 | 148.4 | 137.9 | 935 | 6.7803
2011 | 8 | 3 | 3 | 118.6 | 101.4 | 694 | 6.8442
2011 | 8 | 3 | 4 | 120.4 | 99.3 | 686 | 6.9084
2011 | 8 | 3 | 5 | 146.1 | 125.5 | 859 | 6.8446
2011 | 8 | 3 | 6 | 155.1 | 134.6 | 910 | 6.7608
2011 | 8 | 3 | 7 | 128.6 | 108.1 | 736 | 6.8085
2011 | 8 | 3 | 8 | 121.3 | 100.8 | 693 | 6.875
2011 | 8 | 3 | 9 | 143.4 | 122.9 | 839 | 6.8267
2011 | 8 | 3 | 10 | 164.8 | 144.4 | 966 | 6.6898
2011 | 8 | 3 | 11 | 177.9 | 157.4 | 1033 | 6.5629
2011 | 8 | 3 | 12 | 206.8 | 186.4 | 1163 | 6.2393
2011 | 8 | 3 | 13 | 183.9 | 163.4 | 1058 | 6.4749
2011 | 8 | 3 | 14 | 185.5 | 165 | 1064 | 6.4485
2011 | 8 | 3 | 15 | 178 | 157.5 | 1023 | 6.4952
2011 | 8 | 3 | 16 | 186.3 | 165.8 | 1067 | 6.4355
2011 | 8 | 3 | 17 | 176.7 | 157.1 | 1023 | 6.5118
2011 | 8 | 3 | 18 | 167.6 | 153.1 | 1008 | 6.5839
2011 | 8 | 3 | 19 | 162.8 | 148.3 | 984 | 6.6352
2011 | 8 | 3 | 20 | 153.6 | 139.1 | 927 | 6.6643
2011 | 8 | 3 | 21 | 152.9 | 138.4 | 925 | 6.6835
2011 | 8 | 3 | 22 | 162.3 | 147.9 | 982 | 6.6396
2011 | 8 | 3 | 23 | 154.7 | 140.2 | 936 | 6.6762
2011 | 8 | 3 | 24 | 138.8 | 124.3 | 840 | 6.7578
2011 | 8 | 4 | 1 | 121.1 | 106.6 | 726 | 6.8105
2011 | 8 | 4 | 2 | 122.9 | 112.4 | 776 | 6.9039
2011 | 8 | 4 | 3 | 123.1 | 113.1 | 777 | 6.87
2011 | 8 | 4 | 4 | 118.9 | 109.5 | 753 | 6.8767
2011 | 8 | 4 | 5 | 127 | 117.5 | 804 | 6.8426
2011 | 8 | 4 | 6 | 125.1 | 115.6 | 791 | 6.8426
2011 | 8 | 4 | 7 | 122.3 | 112.6 | 786 | 6.9805
2011 | 8 | 4 | 8 | 118.1 | 103.8 | 713 | 6.869
2011 | 8 | 4 | 9 | 114.7 | 100.3 | 686 | 6.8395
2011 | 8 | 4 | 10 | 143 | 124 | 850 | 6.8548
2011 | 8 | 4 | 11 | 173.7 | 154.9 | 1029 | 6.643
2011 | 8 | 4 | 12 | 177.1 | 158.1 | 1039 | 6.5718
2011 | 8 | 4 | 13 | 177.2 | 158 | 1037 | 6.5633
2011 | 8 | 4 | 14 | 180.6 | 161.5 | 1051 | 6.5077
2011 | 8 | 4 | 15 | 185.5 | 166.4 | 1073 | 6.4483
2011 | 8 | 4 | 16 | 190.3 | 171.1 | 1094 | 6.3939
2011 | 8 | 4 | 17 | 183.1 | 168.3 | 1085 | 6.4468
2011 | 8 | 4 | 18 | 144.3 | 129.5 | 865 | 6.6795
2011 | 8 | 4 | 19 | 157.9 | 143 | 955 | 6.6783
2011 | 8 | 4 | 20 | 153.4 | 139 | 932 | 6.705
2011 | 8 | 4 | 21 | 142 | 127.8 | 862 | 6.7449
2011 | 8 | 4 | 22 | 120.1 | 105.9 | 711 | 6.7139
2011 | 8 | 4 | 23 | 120.2 | 106 | 723 | 6.8208
2011 | 8 | 4 | 24 | 125.6 | 111.4 | 764 | 6.8582
2011 | 8 | 5 | 1 | 131.5 | 118.9 | 817 | 6.8713
2011 | 8 | 5 | 2 | 121.8 | 113.1 | 779 | 6.8877
2011 | 8 | 5 | 3 | 101.5 | 93 | 644 | 6.9247
2011 | 8 | 5 | 4 | 101.8 | 93.3 | 651 | 6.9775
2011 | 8 | 5 | 5 | 107.7 | 99.2 | 689 | 6.9456
2011 | 8 | 5 | 6 | 118.8 | 110.3 | 765 | 6.9356
2011 | 8 | 5 | 7 | 130.7 | 122.2 | 840 | 6.874
2011 | 8 | 5 | 8 | 126.6 | 115.9 | 795 | 6.8594
2011 | 8 | 5 | 9 | 139.2 | 126.3 | 864 | 6.8409
2011 | 8 | 5 | 10 | 148.1 | 135.2 | 916 | 6.7751
2011 | 8 | 5 | 11 | 156.2 | 143.3 | 964 | 6.7271
2011 | 8 | 5 | 12 | 171.6 | 155.4 | 1029 | 6.6216
2011 | 8 | 5 | 13 | 162.1 | 144.7 | 963 | 6.6551
2011 | 8 | 5 | 14 | 154.2 | 136.8 | 915 | 6.6886
2011 | 8 | 5 | 15 | 154.6 | 137.6 | 919 | 6.6788
2011 | 8 | 5 | 16 | 152.4 | 139.4 | 936 | 6.7145
2011 | 8 | 5 | 17 | 166.1 | 153.4 | 1017 | 6.6297
2011 | 8 | 5 | 18 | 160.4 | 147.7 | 981 | 6.6418
2011 | 8 | 5 | 19 | 126.4 | 113.7 | 770 | 6.7722
2011 | 8 | 5 | 20 | 122.4 | 109.7 | 751 | 6.8459
2011 | 8 | 5 | 21 | 133.5 | 120.8 | 822 | 6.8046
2011 | 8 | 5 | 22 | 137.7 | 125 | 852 | 6.816
2011 | 8 | 5 | 23 | 161.1 | 148.4 | 994 | 6.6981
2011 | 8 | 5 | 24 | 148.3 | 135.6 | 918 | 6.7699
2011 | 8 | 6 | 1 | 147.7 | 135.7 | 916 | 6.7502
2011 | 8 | 6 | 2 | 168.1 | 159.5 | 1062 | 6.6583
2011 | 8 | 6 | 3 | 165.4 | 157.2 | 1043 | 6.6349
2011 | 8 | 6 | 4 | 152.8 | 144.6 | 971 | 6.7151
2011 | 8 | 6 | 5 | 136.7 | 128.5 | 878 | 6.8327
2011 | 8 | 6 | 6 | 125.3 | 117.1 | 804 | 6.8659
2011 | 8 | 6 | 7 | 90.6 | 82.4 | 573 | 6.9539
2011 | 8 | 6 | 8 | 114 | 101.3 | 704 | 6.9497
2011 | 8 | 6 | 9 | 120.4 | 107.9 | 744 | 6.8953
2011 | 8 | 6 | 10 | 160 | 142.3 | 958 | 6.7323
2011 | 8 | 6 | 11 | 164.1 | 147.9 | 987 | 6.6734
2011 | 8 | 6 | 12 | 163 | 147.3 | 980 | 6.6531
2011 | 8 | 6 | 13 | 165.6 | 149.9 | 997 | 6.6511
2011 | 8 | 6 | 14 | 158.4 | 142.6 | 974 | 6.8303
2011 | 8 | 6 | 15 | 158.1 | 142.3 | 955 | 6.7112
2011 | 8 | 6 | 16 | 158.2 | 145.5 | 975 | 6.701
2011 | 8 | 6 | 17 | 164.2 | 151.8 | 1015 | 6.6864
2011 | 8 | 6 | 18 | 163.4 | 151 | 1007 | 6.6689
2011 | 8 | 6 | 19 | 170 | 157.6 | 1045 | 6.6307
2011 | 8 | 6 | 20 | 170.2 | 157.8 | 1044 | 6.616
2011 | 8 | 6 | 21 | 175.5 | 163.1 | 1062 | 6.5113
2011 | 8 | 6 | 22 | 173.9 | 161.6 | 1053 | 6.5161
2011 | 8 | 6 | 23 | 170.8 | 158.5 | 1037 | 6.5426
2011 | 8 | 6 | 24 | 160.3 | 148 | 978 | 6.6081
2011 | 8 | 7 | 1 | 136.5 | 124.2 | 843 | 6.7874
2011 | 8 | 7 | 2 | 139.4 | 131 | 898 | 6.855
2011 | 8 | 7 | 3 | 134 | 125.8 | 863 | 6.8601
2011 | 8 | 7 | 4 | 113.1 | 104.9 | 721 | 6.8732
2011 | 8 | 7 | 5 | 106.6 | 98.5 | 685 | 6.9543
2011 | 8 | 7 | 6 | 121.3 | 113.2 | 783 | 6.917
2011 | 8 | 7 | 7 | 132.8 | 120.5 | 832 | 6.9046
2011 | 8 | 7 | 8 | 166.9 | 135.9 | 912 | 6.7108
2011 | 8 | 7 | 9 | 176 | 154.4 | 1019 | 6.5997
2011 | 8 | 7 | 10 | 188 | 171.1 | 1100 | 6.429
2011 | 8 | 7 | 11 | 166.6 | 151 | 991 | 6.5629
2011 | 8 | 7 | 12 | 160.4 | 144.8 | 947 | 6.5401
2011 | 8 | 7 | 13 | 156.7 | 140.4 | 923 | 6.5741
2011 | 8 | 7 | 14 | 163.7 | 148 | 973 | 6.5743
2011 | 8 | 7 | 15 | 162.2 | 146.7 | 966 | 6.5849
2011 | 8 | 7 | 16 | 155.1 | 142.5 | 946 | 6.6386
2011 | 8 | 7 | 17 | 151.4 | 139.8 | 928 | 6.6381
2011 | 8 | 7 | 18 | 154.3 | 142.7 | 945 | 6.6223
2011 | 8 | 7 | 19 | 167.8 | 156.2 | 1028 | 6.5813
2011 | 8 | 7 | 20 | 153.9 | 142.2 | 945 | 6.6456
2011 | 8 | 7 | 21 | 142.8 | 131.1 | 887 | 6.7658
2011 | 8 | 7 | 22 | 130.3 | 118.5 | 806 | 6.8017
2011 | 8 | 7 | 23 | 123.6 | 111.7 | 766 | 6.8577
2011 | 8 | 7 | 24 | 138.1 | 126.3 | 864 | 6.8409
2011 | 8 | 8 | 1 | 132.5 | 120.7 | 823 | 6.8186
2011 | 8 | 8 | 2 | 119.7 | 111.2 | 765 | 6.8795
2011 | 8 | 8 | 3 | 113 | 104.8 | 722 | 6.8893
2011 | 8 | 8 | 4 | 109.4 | 101.2 | 701 | 6.9269
2011 | 8 | 8 | 5 | 119.1 | 110.9 | 771 | 6.9522
2011 | 8 | 8 | 6 | 128.7 | 120.5 | 827 | 6.8631
2011 | 8 | 8 | 7 | 114.4 | 106.2 | 735 | 6.9209
2011 | 8 | 8 | 8 | 128.1 | 115.8 | 794 | 6.8566
2011 | 8 | 8 | 9 | 138.9 | 126.9 | 862 | 6.7928
2011 | 8 | 8 | 10 | 149.6 | 133.9 | 902 | 6.7364
2011 | 8 | 8 | 11 | 168.1 | 152.1 | 1013 | 6.6601
2011 | 8 | 8 | 12 | 154.6 | 138.6 | 928 | 6.6955
2011 | 8 | 8 | 13 | 144.4 | 128.4 | 865 | 6.7368
2011 | 8 | 8 | 14 | 148.1 | 132 | 892 | 6.7576
2011 | 8 | 8 | 15 | 147.8 | 131.7 | 890 | 6.7578
2011 | 8 | 8 | 16 | 158.9 | 146.9 | 985 | 6.7052
2011 | 8 | 8 | 17 | 159 | 147.2 | 985 | 6.6916
2011 | 8 | 8 | 18 | 159.6 | 147.7 | 988 | 6.6892
2011 | 8 | 8 | 19 | 152.6 | 140.7 | 950 | 6.752
2011 | 8 | 8 | 20 | 144.8 | 132.9 | 901 | 6.7795
2011 | 8 | 8 | 21 | 160.2 | 148.4 | 996 | 6.7116
2011 | 8 | 8 | 22 | 151.3 | 139.4 | 939 | 6.736
2011 | 8 | 8 | 23 | 150 | 138.1 | 936 | 6.7777
2011 | 8 | 8 | 24 | 155.5 | 143.6 | 969 | 6.7479
2011 | 8 | 9 | 1 | 140.9 | 129 | 878 | 6.8062
2011 | 8 | 9 | 2 | 133 | 124.8 | 857 | 6.867
2011 | 8 | 9 | 3 | 124.1 | 105.9 | 726 | 6.8555
2011 | 8 | 9 | 4 | 116.8 | 94.9 | 658 | 6.9336
2011 | 8 | 9 | 5 | 117.2 | 103.9 | 721 | 6.9394
2011 | 8 | 9 | 6 | 114.4 | 106.1 | 737 | 6.9463
2011 | 8 | 9 | 7 | 120 | 111.7 | 773 | 6.9203
2011 | 8 | 9 | 8 | 131 | 118.9 | 816 | 6.8629
2011 | 8 | 9 | 9 | 130.1 | 118.2 | 812 | 6.8697
2011 | 8 | 9 | 10 | 142.7 | 126.6 | 862 | 6.8088
2011 | 8 | 9 | 11 | 141.8 | 125.9 | 852 | 6.7673
2011 | 8 | 9 | 12 | 186.9 | 171 | 1105 | 6.462
2011 | 8 | 9 | 13 | 167.7 | 151.7 | 1000 | 6.592
2011 | 8 | 9 | 14 | 169.6 | 153.6 | 1014 | 6.6016
2011 | 8 | 9 | 15 | 173.1 | 157.1 | 1035 | 6.5882
2011 | 8 | 9 | 16 | 155.5 | 143.3 | 959 | 6.6923
2011 | 8 | 9 | 17 | 148 | 136 | 915 | 6.7279
2011 | 8 | 9 | 18 | 146.8 | 134.8 | 907 | 6.7285
2011 | 8 | 9 | 19 | 139.7 | 127.7 | 867 | 6.7894
2011 | 8 | 9 | 20 | 142.4 | 130.5 | 889 | 6.8123
2011 | 8 | 9 | 21 | 145.9 | 133.9 | 910 | 6.7961
2011 | 8 | 9 | 22 | 137.5 | 125.6 | 856 | 6.8153
2011 | 8 | 9 | 23 | 150.2 | 138.2 | 937 | 6.78
2011 | 8 | 9 | 24 | 148.2 | 136.2 | 914 | 6.7107
2011 | 8 | 10 | 1 | 164.8 | 152.8 | 1023 | 6.695
2011 | 8 | 10 | 2 | 164.8 | 156.1 | 1044 | 6.688
2011 | 8 | 10 | 3 | 142.5 | 134.2 | 912 | 6.7958
2011 | 8 | 10 | 4 | 121.8 | 113.5 | 780 | 6.8722
2011 | 8 | 10 | 5 | 120.6 | 112.3 | 773 | 6.8833
2011 | 8 | 10 | 6 | 118.6 | 110.3 | 759 | 6.8812
2011 | 8 | 10 | 7 | 118.1 | 109.7 | 757 | 6.9006
2011 | 8 | 10 | 8 | 143.4 | 131.1 | 897 | 6.8421
2011 | 8 | 10 | 9 | 160.1 | 148.3 | 999 | 6.7363
2011 | 8 | 10 | 10 | 169.5 | 153.4 | 1016 | 6.6232
2011 | 8 | 10 | 11 | 166.4 | 150.4 | 1001 | 6.6556
2011 | 8 | 10 | 12 | 166.4 | 150.4 | 1001 | 6.6556
2011 | 8 | 10 | 13 | 164.5 | 148.5 | 990 | 6.6667
2011 | 8 | 10 | 14 | 155.3 | 139.3 | 937 | 6.7265
2011 | 8 | 10 | 15 | 156 | 140 | 942 | 6.7286
2011 | 8 | 10 | 16 | 153.3 | 141.2 | 950 | 6.728
2011 | 8 | 10 | 17 | 164 | 152 | 1016 | 6.6842
2011 | 8 | 10 | 18 | 165.5 | 153.5 | 1019 | 6.6384
2011 | 8 | 10 | 19 | 165.4 | 153.4 | 1020 | 6.6493
2011 | 8 | 10 | 20 | 158.3 | 146.3 | 977 | 6.6781
2011 | 8 | 10 | 21 | 161.3 | 149.2 | 997 | 6.6823
2011 | 8 | 10 | 22 | 155.5 | 143.5 | 926 | 6.453
2011 | 8 | 10 | 23 | 132.2 | 120.2 | 821 | 6.8303
2011 | 8 | 10 | 24 | 127.6 | 115.5 | 792 | 6.8571
2011 | 8 | 11 | 1 | 123.2 | 111.1 | 766 | 6.8947
2011 | 8 | 11 | 2 | 136.6 | 123 | 845 | 6.8699
2011 | 8 | 11 | 3 | 127.4 | 117.5 | 808 | 6.8766
2011 | 8 | 11 | 4 | 124.8 | 115 | 779 | 6.7739
2011 | 8 | 11 | 5 | 123.6 | 114 | 787 | 6.9035
2011 | 8 | 11 | 6 | 121 | 112.4 | 778 | 6.9217
2011 | 8 | 11 | 7 | 122 | 113.4 | 790 | 6.9665
2011 | 8 | 11 | 8 | 137.7 | 125.8 | 862 | 6.8521
2011 | 8 | 11 | 9 | 153.2 | 141.3 | 960 | 6.7941
2011 | 8 | 11 | 10 | 167.2 | 151.1 | 1010 | 6.6843
2011 | 8 | 11 | 11 | 165.6 | 149.6 | 998 | 6.6711
2011 | 8 | 11 | 12 | 175.8 | 159.8 | 1051 | 6.577
2011 | 8 | 11 | 13 | 168.5 | 152.5 | 1012 | 6.6361
2011 | 8 | 11 | 14 | 164.2 | 148.2 | 985 | 6.6464
2011 | 8 | 11 | 15 | 177 | 161 | 1057 | 6.5652
2011 | 8 | 11 | 16 | 179.8 | 167.5 | 1086 | 6.4836
2011 | 8 | 11 | 17 | 181.9 | 169.7 | 1099 | 6.4761
2011 | 8 | 11 | 18 | 168.4 | 156.3 | 1028 | 6.5771
2011 | 8 | 11 | 19 | 149.9 | 137.7 | 925 | 6.7175
2011 | 8 | 11 | 20 | 160.7 | 148.5 | 993 | 6.6869
2011 | 8 | 11 | 21 | 164.3 | 152.1 | 1013 | 6.6601
2011 | 8 | 11 | 22 | 161.1 | 148.9 | 994 | 6.6756
2011 | 8 | 11 | 23 | 155.3 | 143.1 | 962 | 6.7226
2011 | 8 | 11 | 24 | 146.4 | 132.4 | 895 | 6.7598
2011 | 8 | 12 | 1 | 158.8 | 137.3 | 929 | 6.7662
2011 | 8 | 12 | 2 | 167.2 | 146.5 | 979 | 6.6826
2011 | 8 | 12 | 3 | 142.4 | 127.5 | 866 | 6.7922
2011 | 8 | 12 | 4 | 128.5 | 114.6 | 784 | 6.8412
2011 | 8 | 12 | 5 | 133 | 111.4 | 761 | 6.8312
2011 | 8 | 12 | 6 | 137.6 | 119.6 | 816 | 6.8227
2011 | 8 | 12 | 7 | 128.6 | 117 | 786 | 6.7179
2011 | 8 | 12 | 8 | 149.8 | 136.5 | 927 | 6.7912
2011 | 8 | 12 | 9 | 153 | 139.9 | 947 | 6.7691
2011 | 8 | 12 | 10 | 165.4 | 150.2 | 1001 | 6.6644
2011 | 8 | 12 | 11 | 180.9 | 165.6 | 1085 | 6.5519
2011 | 8 | 12 | 12 | 187.6 | 172.2 | 1113 | 6.4634
2011 | 8 | 12 | 13 | 175.2 | 159.9 | 1049 | 6.5604
2011 | 8 | 12 | 14 | 195.9 | 180.6 | 1144 | 6.3344
2011 | 8 | 12 | 15 | 182.7 | 167.4 | 1079 | 6.4456
2011 | 8 | 12 | 16 | 181.2 | 168.8 | 1090 | 6.4573
2011 | 8 | 12 | 17 | 181.6 | 169.1 | 1092 | 6.4577
2011 | 8 | 12 | 18 | 182 | 169.5 | 1091 | 6.4366
2011 | 8 | 12 | 19 | 165.7 | 153.2 | 1009 | 6.5862
2011 | 8 | 12 | 20 | 152.3 | 139.8 | 937 | 6.7024
2011 | 8 | 12 | 21 | 162.8 | 150.4 | 998 | 6.6356
2011 | 8 | 12 | 22 | 158.4 | 146 | 969 | 6.637
2011 | 8 | 12 | 23 | 154.1 | 141.7 | 950 | 6.7043
2011 | 8 | 12 | 24 | 151.8 | 139.4 | 935 | 6.7073
2011 | 8 | 13 | 1 | 117.3 | 116.8 | 798 | 6.8322
2011 | 8 | 13 | 2 | 114 | 113.6 | 786 | 6.919
2011 | 8 | 13 | 3 | 104.5 | 104.1 | 720 | 6.9164
2011 | 8 | 13 | 4 | 97.6 | 97.2 | 680 | 6.9959
2011 | 8 | 13 | 5 | 89.7 | 89.3 | 625 | 6.9989
2011 | 8 | 13 | 6 | 102.4 | 102 | 713 | 6.9902
2011 | 8 | 13 | 7 | 96.6 | 96.2 | 673 | 6.9958
2011 | 8 | 13 | 8 | 120.3 | 120 | 830 | 6.9167
2011 | 8 | 13 | 9 | 125.4 | 125.1 | 859 | 6.8665
2011 | 8 | 13 | 10 | 127.2 | 126.9 | 869 | 6.8479
2011 | 8 | 13 | 11 | 148.6 | 148.3 | 1002 | 6.7566
2011 | 8 | 13 | 12 | 152.7 | 152.4 | 1021 | 6.6995
2011 | 8 | 13 | 13 | 151.4 | 151 | 1013 | 6.7086
2011 | 8 | 13 | 14 | 150.5 | 150.1 | 1010 | 6.7288
2011 | 8 | 13 | 15 | 149 | 148.6 | 998 | 6.716
2011 | 8 | 13 | 16 | 147.8 | 147.4 | 994 | 6.7436
2011 | 8 | 13 | 17 | 155.8 | 155.4 | 1040 | 6.6924
2011 | 8 | 13 | 18 | 149.8 | 149.4 | 1005 | 6.7269
2011 | 8 | 13 | 19 | 148.7 | 148.3 | 997 | 6.7229
2011 | 8 | 13 | 20 | 150.3 | 149.9 | 1008 | 6.7245
2011 | 8 | 13 | 21 | 150.4 | 150 | 1010 | 6.7333
2011 | 8 | 13 | 22 | 150.7 | 150.3 | 1008 | 6.7066
2011 | 8 | 13 | 23 | 127.6 | 127.2 | 868 | 6.8239
2011 | 8 | 13 | 24 | 120.2 | 119.9 | 827 | 6.8974
2011 | 8 | 14 | 1 | 124.5 | 124.2 | 860 | 6.9243
2011 | 8 | 14 | 2 | 133.9 | 133.6 | 921 | 6.8937
2011 | 8 | 14 | 3 | 131.9 | 122.5 | 844 | 6.8898
2011 | 8 | 14 | 4 | 121.3 | 117.1 | 808 | 6.9001
2011 | 8 | 14 | 5 | 111.4 | 111.1 | 773 | 6.9577
2011 | 8 | 14 | 6 | 109 | 108.7 | 755 | 6.9457
2011 | 8 | 14 | 7 | 102 | 101.7 | 708 | 6.9617
2011 | 8 | 14 | 8 | 112.3 | 112 | 780 | 6.9643
2011 | 8 | 14 | 9 | 116.5 | 116.2 | 805 | 6.9277
2011 | 8 | 14 | 10 | 114.7 | 114.4 | 789 | 6.8969
2011 | 8 | 14 | 11 | 126.7 | 126.4 | 869 | 6.875
2011 | 8 | 14 | 12 | 139.5 | 139.2 | 948 | 6.8103
2011 | 8 | 14 | 13 | 149.1 | 148.7 | 1002 | 6.7384
2011 | 8 | 14 | 14 | 146.1 | 145.7 | 984 | 6.7536
2011 | 8 | 14 | 15 | 148.7 | 148.3 | 1002 | 6.7566
2011 | 8 | 14 | 16 | 143.4 | 143 | 965 | 6.7483
2011 | 8 | 14 | 17 | 137.3 | 136.9 | 933 | 6.8152
2011 | 8 | 14 | 18 | 141.7 | 141.3 | 960 | 6.7941
2011 | 8 | 14 | 19 | 145.8 | 145.4 | 981 | 6.7469
2011 | 8 | 14 | 20 | 133.6 | 133.2 | 908 | 6.8168
2011 | 8 | 14 | 21 | 139.8 | 139.4 | 948 | 6.8006
2011 | 8 | 14 | 22 | 130.7 | 130.3 | 889 | 6.8227
2011 | 8 | 14 | 23 | 139.5 | 139.1 | 950 | 6.8296
2011 | 8 | 14 | 24 | 145.2 | 144.8 | 985 | 6.8025
2011 | 8 | 15 | 1 | 138.1 | 137.8 | 940 | 6.8215
2011 | 8 | 15 | 2 | 119.7 | 119.3 | 824 | 6.907
2011 | 8 | 15 | 3 | 101.2 | 100.8 | 698 | 6.9246
2011 | 8 | 15 | 4 | 100.2 | 99.9 | 700 | 7.007
2011 | 8 | 15 | 5 | 104.7 | 104.3 | 729 | 6.9895
2011 | 8 | 15 | 6 | 118.8 | 118.4 | 818 | 6.9088
2011 | 8 | 15 | 7 | 115.4 | 115 | 794 | 6.9043
2011 | 8 | 15 | 8 | 149.5 | 149.2 | 1007 | 6.7493
2011 | 8 | 15 | 9 | 163.7 | 163.4 | 1076 | 6.5851
2011 | 8 | 15 | 10 | 138.3 | 138 | 930 | 6.7391
2011 | 8 | 15 | 11 | 156.2 | 155.9 | 1037 | 6.6517
2011 | 8 | 15 | 12 | 154.9 | 154.6 | 1020 | 6.5977
2011 | 8 | 15 | 13 | 153.9 | 153.6 | 1023 | 6.6602
2011 | 8 | 15 | 14 | 161.5 | 161.1 | 1062 | 6.5922
2011 | 8 | 15 | 15 | 175.6 | 175.3 | 1131 | 6.4518
2011 | 8 | 15 | 16 | 172.9 | 172.5 | 1116 | 6.4696
2011 | 8 | 15 | 17 | 187.5 | 187.2 | 1174 | 6.2714
2011 | 8 | 15 | 18 | 179.5 | 179.2 | 1144 | 6.3839
2011 | 8 | 15 | 19 | 164.8 | 164.4 | 1071 | 6.5146
2011 | 8 | 15 | 20 | 148.8 | 148.4 | 990 | 6.6712
2011 | 8 | 15 | 21 | 168.9 | 168.6 | 1096 | 6.5006
2011 | 8 | 15 | 22 | 154.3 | 154 | 1016 | 6.5974
2011 | 8 | 15 | 23 | 153.5 | 153.1 | 1013 | 6.6166
2011 | 8 | 15 | 24 | 115.8 | 115.4 | 789 | 6.8371
2011 | 8 | 16 | 1 | 108.8 | 108.4 | 749 | 6.9096
2011 | 8 | 16 | 2 | 116.9 | 116.5 | 805 | 6.9099
2011 | 8 | 16 | 3 | 129.7 | 129.3 | 892 | 6.8987
2011 | 8 | 16 | 4 | 136.3 | 136 | 932 | 6.8529
2011 | 8 | 16 | 5 | 131.4 | 131 | 895 | 6.8321
2011 | 8 | 16 | 6 | 129.9 | 129.5 | 886 | 6.8417
2011 | 8 | 16 | 7 | 116 | 115.7 | 799 | 6.9058
2011 | 8 | 16 | 8 | 137.5 | 137.2 | 938 | 6.8367
2011 | 8 | 16 | 9 | 142.3 | 142 | 963 | 6.7817
2011 | 8 | 16 | 10 | 155.5 | 155.2 | 1039 | 6.6946
2011 | 8 | 16 | 11 | 179.2 | 178.9 | 1160 | 6.4841
2011 | 8 | 16 | 12 | 171.5 | 171.2 | 1117 | 6.5245
2011 | 8 | 16 | 13 | 161.8 | 161.5 | 1069 | 6.6192
2011 | 8 | 16 | 14 | 171.8 | 171.5 | 1122 | 6.5423
2011 | 8 | 16 | 15 | 174.1 | 173.8 | 1131 | 6.5075
2011 | 8 | 16 | 16 | 176.9 | 176.5 | 1139 | 6.4533
2011 | 8 | 16 | 17 | 185.7 | 185.3 | 1174 | 6.3357
2011 | 8 | 16 | 18 | 191.1 | 190.7 | 1189 | 6.2349
2011 | 8 | 16 | 19 | 182.8 | 182.4 | 1156 | 6.3377
2011 | 8 | 16 | 20 | 161.1 | 160.7 | 1057 | 6.5775
2011 | 8 | 16 | 21 | 151.9 | 151.5 | 1011 | 6.6733
2011 | 8 | 16 | 22 | 126.5 | 126.1 | 858 | 6.8041
2011 | 8 | 16 | 23 | 134.4 | 134 | 914 | 6.8209
2011 | 8 | 16 | 24 | 149.6 | 149.2 | 1006 | 6.7426
2011 | 8 | 17 | 1 | 148.7 | 148.3 | 999 | 6.7363
2011 | 8 | 17 | 2 | 147.4 | 147 | 993 | 6.7551
2011 | 8 | 17 | 3 | 136.5 | 136.1 | 928 | 6.8185
2011 | 8 | 17 | 4 | 139.7 | 139.4 | 951 | 6.8221
2011 | 8 | 17 | 5 | 150 | 149.7 | 1013 | 6.7669
2011 | 8 | 17 | 6 | 150.9 | 150.5 | 1011 | 6.7176
2011 | 8 | 17 | 7 | 130.3 | 130 | 891 | 6.8538
2011 | 8 | 17 | 8 | 161.4 | 142.4 | 959 | 6.7346
2011 | 8 | 17 | 9 | 154 | 152.1 | 1018 | 6.693
2011 | 8 | 17 | 10 | 164.1 | 163.8 | 1083 | 6.6117
2011 | 8 | 17 | 11 | 171.2 | 170.9 | 1119 | 6.5477
2011 | 8 | 17 | 12 | 178.2 | 177.9 | 1151 | 6.4699
2011 | 8 | 17 | 13 | 156.9 | 156.6 | 1039 | 6.6347
2011 | 8 | 17 | 14 | 154.7 | 154.4 | 1032 | 6.6839
2011 | 8 | 17 | 15 | 151.3 | 151 | 1014 | 6.7152
2011 | 8 | 17 | 16 | 143.1 | 142.8 | 967 | 6.7717
2011 | 8 | 17 | 17 | 153.4 | 153.1 | 1025 | 6.695
2011 | 8 | 17 | 18 | 158.6 | 158.2 | 1055 | 6.6688
2011 | 8 | 17 | 19 | 150.7 | 150.4 | 1011 | 6.7221
2011 | 8 | 17 | 20 | 143.9 | 143.6 | 975 | 6.7897
2011 | 8 | 17 | 21 | 160.3 | 160 | 1064 | 6.65
2011 | 8 | 17 | 22 | 144.4 | 144 | 968 | 6.7222
2011 | 8 | 17 | 23 | 135.2 | 134.9 | 921 | 6.8273
2011 | 8 | 17 | 24 | 117.2 | 116.9 | 806 | 6.8948
2011 | 8 | 18 | 1 | 120.2 | 119.9 | 829 | 6.9141
2011 | 8 | 18 | 2 | 142.6 | 142.3 | 966 | 6.7885
2011 | 8 | 18 | 3 | 147.9 | 147.6 | 1002 | 6.7886
2011 | 8 | 18 | 4 | 141 | 140.7 | 959 | 6.8159
2011 | 8 | 18 | 5 | 138 | 127.9 | 875 | 6.8413
2011 | 8 | 18 | 6 | 138.3 | 122.6 | 833 | 6.7945
2011 | 8 | 18 | 7 | 145.7 | 130 | 885 | 6.8077
2011 | 8 | 18 | 8 | 141.6 | 131.7 | 897 | 6.8109
2011 | 8 | 18 | 9 | 138.7 | 138.4 | 942 | 6.8064
2011 | 8 | 18 | 10 | 144.7 | 144.4 | 1007 | 6.9737
2011 | 8 | 18 | 11 | 170.4 | 170.1 | 1110 | 6.5256
2011 | 8 | 18 | 12 | 157.9 | 157.6 | 1044 | 6.6244
2011 | 8 | 18 | 13 | 158.7 | 158.3 | 1053 | 6.6519
2011 | 8 | 18 | 14 | 161.9 | 161.5 | 1066 | 6.6006
2011 | 8 | 18 | 15 | 153.3 | 153 | 1021 | 6.6732
2011 | 8 | 18 | 16 | 159 | 158.7 | 1060 | 6.6793
2011 | 8 | 18 | 17 | 161.5 | 161.2 | 1068 | 6.6253
2011 | 8 | 18 | 18 | 159.4 | 159.1 | 1059 | 6.6562
2011 | 8 | 18 | 19 | 157.5 | 157.2 | 1048 | 6.6667
2011 | 8 | 18 | 20 | 156.8 | 144.2 | 970 | 6.7268
2011 | 8 | 18 | 21 | 167.3 | 151.2 | 1006 | 6.6534
2011 | 8 | 18 | 22 | 155.4 | 139.3 | 938 | 6.7337
2011 | 8 | 18 | 23 | 154.4 | 138.3 | 932 | 6.739
2011 | 8 | 18 | 24 | 156.9 | 140.8 | 949 | 6.7401
2011 | 8 | 19 | 1 | 152.7 | 136.6 | 924 | 6.7643
2011 | 8 | 19 | 2 | 158.4 | 142.3 | 961 | 6.7533
2011 | 8 | 19 | 3 | 139.6 | 137.1 | 934 | 6.8125
2011 | 8 | 19 | 4 | 126.7 | 126.4 | 865 | 6.8434
2011 | 8 | 19 | 5 | 123.4 | 123.1 | 844 | 6.8562
2011 | 8 | 19 | 6 | 123.7 | 123.4 | 845 | 6.8476
2011 | 8 | 19 | 7 | 109.6 | 109.2 | 752 | 6.8864
2011 | 8 | 19 | 8 | 126.7 | 126.4 | 868 | 6.8671
2011 | 8 | 19 | 9 | 129.4 | 129.1 | 876 | 6.7854
2011 | 8 | 19 | 10 | 122.9 | 122.6 | 837 | 6.8271
2011 | 8 | 19 | 11 | 157.8 | 157.5 | 1048 | 6.654
2011 | 8 | 19 | 12 | 157.5 | 157.2 | 1045 | 6.6476
2011 | 8 | 19 | 13 | 146.4 | 146 | 980 | 6.7123
2011 | 8 | 19 | 14 | 152.6 | 152.2 | 1018 | 6.6886
2011 | 8 | 19 | 15 | 146.7 | 146.3 | 983 | 6.7191
2011 | 8 | 19 | 16 | 156.2 | 155.8 | 1041 | 6.6816
2011 | 8 | 19 | 17 | 173.1 | 172.7 | 1127 | 6.5258
2011 | 8 | 19 | 18 | 173.2 | 172.8 | 1125 | 6.5104
2011 | 8 | 19 | 19 | 171.4 | 171 | 1118 | 6.538
2011 | 8 | 19 | 20 | 155.7 | 155.4 | 1036 | 6.6667
2011 | 8 | 19 | 21 | 162.3 | 161.9 | 1071 | 6.6152
2011 | 8 | 19 | 22 | 147.8 | 147.4 | 989 | 6.7096
2011 | 8 | 19 | 23 | 149.6 | 149.2 | 1005 | 6.7359
2011 | 8 | 19 | 24 | 147.2 | 146.8 | 991 | 6.7507
2011 | 8 | 20 | 1 | 138.6 | 138.2 | 939 | 6.7945
2011 | 8 | 20 | 2 | 131.3 | 130.9 | 897 | 6.8526
2011 | 8 | 20 | 3 | 118.1 | 117.7 | 812 | 6.8989
2011 | 8 | 20 | 4 | 113.2 | 112.9 | 775 | 6.8645
2011 | 8 | 20 | 5 | 100.6 | 100.3 | 692 | 6.8993
2011 | 8 | 20 | 6 | 87.5 | 87.2 | 611 | 7.0069
2011 | 8 | 20 | 7 | 81 | 80.6 | 568 | 7.0471
2011 | 8 | 20 | 8 | 89 | 88.7 | 621 | 7.0011
2011 | 8 | 20 | 9 | 86.3 | 86 | 602 | 7
2011 | 8 | 20 | 10 | 116.9 | 116.6 | 807 | 6.9211
2011 | 8 | 20 | 11 | 131.2 | 130.9 | 898 | 6.8602
2011 | 8 | 20 | 12 | 150 | 149.7 | 1003 | 6.7001
2011 | 8 | 20 | 13 | 142.8 | 142.5 | 962 | 6.7509
2011 | 8 | 20 | 14 | 145.7 | 145.3 | 981 | 6.7515
2011 | 8 | 20 | 15 | 148.4 | 148 | 995 | 6.723
2011 | 8 | 20 | 16 | 154.2 | 153.8 | 1026 | 6.671
2011 | 8 | 20 | 17 | 160.6 | 160.3 | 1055 | 6.5814
2011 | 8 | 20 | 18 | 167.8 | 167.4 | 1095 | 6.5412
2011 | 8 | 20 | 19 | 164.8 | 164.4 | 1082 | 6.5815
2011 | 8 | 20 | 20 | 152 | 151.6 | 1012 | 6.6755
2011 | 8 | 20 | 21 | 140.5 | 140.1 | 948 | 6.7666
2011 | 8 | 20 | 22 | 133.8 | 133.4 | 907 | 6.7991
2011 | 8 | 20 | 23 | 143.3 | 142.9 | 962 | 6.732
2011 | 8 | 20 | 24 | 150.6 | 150.2 | 1007 | 6.7044
2011 | 8 | 21 | 1 | 156.7 | 156.4 | 1044 | 6.6752
2011 | 8 | 21 | 2 | 134.4 | 134.1 | 915 | 6.8233
2011 | 8 | 21 | 3 | 115.4 | 115 | 794 | 6.9043
2011 | 8 | 21 | 4 | 107.8 | 107.4 | 745 | 6.9367
2011 | 8 | 21 | 5 | 111.6 | 111.3 | 771 | 6.9272
2011 | 8 | 21 | 6 | 107.9 | 107.6 | 745 | 6.9238
2011 | 8 | 21 | 7 | 109 | 108.6 | 753 | 6.9337
2011 | 8 | 21 | 8 | 120.6 | 120.3 | 831 | 6.9077
2011 | 8 | 21 | 9 | 100.7 | 100.4 | 692 | 6.8924
2011 | 8 | 21 | 10 | 114.4 | 114.1 | 785 | 6.8799
2011 | 8 | 21 | 11 | 136.9 | 136.6 | 927 | 6.7862
2011 | 8 | 21 | 12 | 165.6 | 165.3 | 1088 | 6.582
2011 | 8 | 21 | 13 | 155 | 154.7 | 1023 | 6.6128
2011 | 8 | 21 | 14 | 145.2 | 144.9 | 970 | 6.6943
2011 | 8 | 21 | 15 | 150.6 | 150.3 | 1001 | 6.66
2011 | 8 | 21 | 16 | 163.4 | 163.1 | 1071 | 6.5665
2011 | 8 | 21 | 17 | 168.2 | 167.9 | 1099 | 6.5456
2011 | 8 | 21 | 18 | 168 | 167.7 | 1092 | 6.5116
2011 | 8 | 21 | 19 | 161.9 | 161.5 | 1063 | 6.582
2011 | 8 | 21 | 20 | 156.5 | 156.1 | 1034 | 6.624
2011 | 8 | 21 | 21 | 154.7 | 154.3 | 1025 | 6.6429
2011 | 8 | 21 | 22 | 149.6 | 149.2 | 999 | 6.6957
2011 | 8 | 21 | 23 | 141.7 | 141.3 | 955 | 6.7587
2011 | 8 | 21 | 24 | 132.5 | 132.1 | 903 | 6.8357
2011 | 8 | 22 | 1 | 133.8 | 133.4 | 909 | 6.8141
2011 | 8 | 22 | 2 | 124.2 | 123.8 | 854 | 6.8982
2011 | 8 | 22 | 3 | 122 | 121.6 | 838 | 6.8914
2011 | 8 | 22 | 4 | 101.2 | 100.9 | 701 | 6.9475
2011 | 8 | 22 | 5 | 111.6 | 111.3 | 771 | 6.9272
2011 | 8 | 22 | 6 | 126.9 | 126.6 | 863 | 6.8167
2011 | 8 | 22 | 7 | 94 | 93.7 | 651 | 6.9477
2011 | 8 | 22 | 8 | 115.4 | 115.1 | 798 | 6.9331
2011 | 8 | 22 | 9 | 121.1 | 120.8 | 825 | 6.8295
2011 | 8 | 22 | 10 | 115.1 | 114.8 | 785 | 6.838
2011 | 8 | 22 | 11 | 143.6 | 143.3 | 964 | 6.7271
2011 | 8 | 22 | 12 | 168.6 | 168.3 | 1087 | 6.4587
2011 | 8 | 22 | 13 | 169.1 | 168.8 | 1082 | 6.41
2011 | 8 | 22 | 14 | 175.7 | 175.4 | 1105 | 6.2999
2011 | 8 | 22 | 15 | 159.9 | 159.6 | 1038 | 6.5038
2011 | 8 | 22 | 16 | 163.3 | 162.9 | 1058 | 6.4948
2011 | 8 | 22 | 17 | 148.3 | 148 | 981 | 6.6284
2011 | 8 | 22 | 18 | 142.8 | 142.5 | 956 | 6.7088
2011 | 8 | 22 | 19 | 133.1 | 132.7 | 902 | 6.7973
2011 | 8 | 22 | 20 | 142.4 | 142 | 962 | 6.7746
2011 | 8 | 22 | 21 | 155.4 | 155 | 1034 | 6.671
2011 | 8 | 22 | 22 | 138.3 | 137.9 | 934 | 6.773
2011 | 8 | 22 | 23 | 162.5 | 162.1 | 1079 | 6.6564
2011 | 8 | 22 | 24 | 168.5 | 147.4 | 979 | 6.6418
2011 | 8 | 23 | 1 | 161.1 | 115.3 | 769 | 6.6696
2011 | 8 | 23 | 2 | 153.9 | 99.9 | 672 | 6.7267
2011 | 8 | 23 | 3 | 142.5 | 99.9 | 673 | 6.7367
2011 | 8 | 23 | 4 | 142.9 | 100.7 | 676 | 6.713
2011 | 8 | 23 | 5 | 109.5 | 100.8 | 686 | 6.8056
2011 | 8 | 23 | 6 | 99.4 | 99.1 | 684 | 6.9021
2011 | 8 | 23 | 7 | 114.1 | 113.8 | 786 | 6.9069
2011 | 8 | 23 | 8 | 125.7 | 125.4 | 854 | 6.8102
2011 | 8 | 23 | 9 | 112.7 | 112.4 | 772 | 6.8683
2011 | 8 | 23 | 10 | 136.3 | 136 | 923 | 6.7868
2011 | 8 | 23 | 11 | 164 | 163.7 | 1076 | 6.573
2011 | 8 | 23 | 12 | 171.8 | 171.5 | 1110 | 6.4723
2011 | 8 | 23 | 13 | 195.9 | 195.6 | 1202 | 6.1452
2011 | 8 | 23 | 14 | 195.7 | 195.4 | 1192 | 6.1003
2011 | 8 | 23 | 15 | 197.2 | 196.9 | 1196 | 6.0741
2011 | 8 | 23 | 16 | 181.9 | 181.6 | 1140 | 6.2775
2011 | 8 | 23 | 17 | 193 | 192.7 | 1184 | 6.1443
2011 | 8 | 23 | 18 | 170.4 | 170.1 | 1089 | 6.4021
2011 | 8 | 23 | 19 | 156.3 | 156 | 1026 | 6.5769
2011 | 8 | 23 | 20 | 127.6 | 127.2 | 860 | 6.761
2011 | 8 | 23 | 21 | 137.4 | 137.1 | 928 | 6.7688
2011 | 8 | 23 | 22 | 110.6 | 110.2 | 751 | 6.8149
2011 | 8 | 23 | 23 | 133.8 | 133.4 | 914 | 6.8516
2011 | 8 | 23 | 24 | 121.4 | 109.7 | 753 | 6.8642
2011 | 8 | 24 | 1 | 143.7 | 134.2 | 913 | 6.8033
2011 | 8 | 24 | 2 | 133.9 | 133.6 | 914 | 6.8413
2011 | 8 | 24 | 3 | 118.9 | 118.6 | 815 | 6.8718
2011 | 8 | 24 | 4 | 105.6 | 105.3 | 728 | 6.9136
2011 | 8 | 24 | 5 | 94.6 | 94.3 | 645 | 6.8399
2011 | 8 | 24 | 6 | 93.4 | 93.1 | 651 | 6.9925
2011 | 8 | 24 | 7 | 100.5 | 100.1 | 698 | 6.973
2011 | 8 | 24 | 8 | 114.7 | 114.4 | 792 | 6.9231
2011 | 8 | 24 | 9 | 123.9 | 123.6 | 904 | 7.3139
2011 | 8 | 24 | 10 | 135.9 | 135.6 | 914 | 6.7404
2011 | 8 | 24 | 11 | 174.8 | 174.5 | 1120 | 6.4183
2011 | 8 | 24 | 12 | 177.1 | 176.8 | 1124 | 6.3575
2011 | 8 | 24 | 13 | 180.9 | 180.6 | 1136 | 6.2901
2011 | 8 | 24 | 14 | 177.7 | 177.4 | 1112 | 6.2683
2011 | 8 | 24 | 15 | 186.7 | 186.4 | 1147 | 6.1534
2011 | 8 | 24 | 16 | 188.9 | 188.6 | 1161 | 6.1559
2011 | 8 | 24 | 17 | 188 | 187.7 | 1158 | 6.1694
2011 | 8 | 24 | 18 | 186.6 | 186.3 | 1150 | 6.1728
2011 | 8 | 24 | 19 | 179.6 | 179.3 | 1124 | 6.2688
2011 | 8 | 24 | 20 | 160.6 | 160.3 | 1039 | 6.4816
2011 | 8 | 24 | 21 | 157 | 156.7 | 1024 | 6.5348
2011 | 8 | 24 | 22 | 117.2 | 116.9 | 787 | 6.7322
2011 | 8 | 24 | 23 | 124.9 | 124.6 | 847 | 6.7978
2011 | 8 | 24 | 24 | 117 | 116.7 | 798 | 6.838
2011 | 8 | 25 | 1 | 108.9 | 108.5 | 752 | 6.9309
2011 | 8 | 25 | 2 | 121.9 | 121.5 | 838 | 6.8971
2011 | 8 | 25 | 3 | 90.4 | 90.1 | 619 | 6.8701
2011 | 8 | 25 | 4 | 67.8 | 67.5 | 473 | 7.0074
2011 | 8 | 25 | 5 | 66.6 | 66.3 | 467 | 7.0437
2011 | 8 | 25 | 6 | 72.5 | 72.2 | 505 | 6.9945
2011 | 8 | 25 | 7 | 88.5 | 88.2 | 615 | 6.9728
2011 | 8 | 25 | 8 | 104.2 | 103.9 | 717 | 6.9009
2011 | 8 | 25 | 9 | 125.1 | 124.8 | 846 | 6.7788
2011 | 8 | 25 | 10 | 130.7 | 130.4 | 878 | 6.7331
2011 | 8 | 25 | 11 | 163.8 | 163.5 | 1062 | 6.4954
2011 | 8 | 25 | 12 | 164.9 | 164.6 | 1058 | 6.4277
2011 | 8 | 25 | 13 | 170.5 | 170.2 | 1087 | 6.3866
2011 | 8 | 25 | 14 | 180.1 | 179.8 | 1127 | 6.2681
2011 | 8 | 25 | 15 | 177.1 | 176.8 | 1113 | 6.2952
2011 | 8 | 25 | 16 | 178.2 | 177.9 | 1115 | 6.2676
2011 | 8 | 25 | 17 | 159.1 | 158.8 | 1022 | 6.4358
2011 | 8 | 25 | 18 | 147.6 | 147.3 | 964 | 6.5445
2011 | 8 | 25 | 19 | 143.2 | 142.9 | 947 | 6.627
2011 | 8 | 25 | 20 | 131.2 | 130.9 | 871 | 6.6539
2011 | 8 | 25 | 21 | 133.5 | 133.2 | 894 | 6.7117
2011 | 8 | 25 | 22 | 132.1 | 131.8 | 883 | 6.6995
2011 | 8 | 25 | 23 | 119.8 | 119.5 | 809 | 6.7699
2011 | 8 | 25 | 24 | 111.5 | 111.1 | 763 | 6.8677
2011 | 8 | 26 | 1 | 106.4 | 106 | 731 | 6.8962
2011 | 8 | 26 | 2 | 77.8 | 77.4 | 542 | 7.0026
2011 | 8 | 26 | 3 | 72.8 | 72.4 | 508 | 7.0166
2011 | 8 | 26 | 4 | 69.9 | 69.5 | 489 | 7.036
2011 | 8 | 26 | 5 | 98.8 | 98.4 | 685 | 6.9614
2011 | 8 | 26 | 6 | 122.4 | 122.1 | 836 | 6.8468
2011 | 8 | 26 | 7 | 115.2 | 114.8 | 791 | 6.8902
2011 | 8 | 26 | 8 | 118.3 | 118 | 814 | 6.8983
2011 | 8 | 26 | 9 | 124.3 | 124 | 845 | 6.8145
2011 | 8 | 26 | 10 | 119.5 | 119.2 | 814 | 6.8289
2011 | 8 | 26 | 11 | 143.5 | 143.2 | 964 | 6.7318
2011 | 8 | 26 | 12 | 161.8 | 161.5 | 1062 | 6.5759
2011 | 8 | 26 | 13 | 166.2 | 165.9 | 1083 | 6.528
2011 | 8 | 26 | 14 | 174 | 173.7 | 1121 | 6.4537
2011 | 8 | 26 | 15 | 173.2 | 172.9 | 1112 | 6.4315
2011 | 8 | 26 | 16 | 170.8 | 170.5 | 1104 | 6.4751
2011 | 8 | 26 | 17 | 165.1 | 164.8 | 1077 | 6.5352
2011 | 8 | 26 | 18 | 161.8 | 161.5 | 1063 | 6.582
2011 | 8 | 26 | 19 | 158.4 | 158.1 | 1045 | 6.6097
2011 | 8 | 26 | 20 | 152.4 | 152.1 | 1013 | 6.6601
2011 | 8 | 26 | 21 | 152 | 151.7 | 1014 | 6.6842
2011 | 8 | 26 | 22 | 154.7 | 154.4 | 1031 | 6.6775
2011 | 8 | 26 | 23 | 158.1 | 157.8 | 1049 | 6.6477
2011 | 8 | 26 | 24 | 157.3 | 157 | 1046 | 6.6624
2011 | 8 | 27 | 1 | 150.4 | 150.1 | 1008 | 6.7155
2011 | 8 | 27 | 2 | 126.7 | 126.4 | 863 | 6.8275
2011 | 8 | 27 | 3 | 105.3 | 105 | 738 | 7.0286
2011 | 8 | 27 | 4 | 87.5 | 87.2 | 606 | 6.9495
2011 | 8 | 27 | 5 | 91.8 | 91.5 | 636 | 6.9508
2011 | 8 | 27 | 6 | 84.8 | 84.5 | 595 | 7.0414
2011 | 8 | 27 | 7 | 110.7 | 110.4 | 769 | 6.9656
2011 | 8 | 27 | 8 | 111.6 | 111.3 | 767 | 6.8913
2011 | 8 | 27 | 9 | 116.6 | 116.3 | 791 | 6.8014
2011 | 8 | 27 | 10 | 132 | 131.7 | 889 | 6.7502
2011 | 8 | 27 | 11 | 149.4 | 149.1 | 993 | 6.66
2011 | 8 | 27 | 12 | 142.6 | 142.3 | 953 | 6.6971
2011 | 8 | 27 | 13 | 131.9 | 131.6 | 886 | 6.7325
2011 | 8 | 27 | 14 | 125 | 124.7 | 845 | 6.7763
2011 | 8 | 27 | 15 | 140.3 | 140 | 943 | 6.7357
2011 | 8 | 27 | 16 | 148.8 | 148.5 | 991 | 6.6734
2011 | 8 | 27 | 17 | 144.7 | 144.4 | 969 | 6.7105
2011 | 8 | 27 | 18 | 137.7 | 137.3 | 927 | 6.7516
2011 | 8 | 27 | 19 | 140.3 | 139.9 | 945 | 6.7548
2011 | 8 | 27 | 20 | 151.2 | 150.8 | 1072 | 7.1088
2011 | 8 | 27 | 21 | 145.7 | 145.4 | 975 | 6.7056
2011 | 8 | 27 | 22 | 127.5 | 127.2 | 862 | 6.7767
2011 | 8 | 27 | 23 | 115.9 | 115.5 | 790 | 6.8398
2011 | 8 | 27 | 24 | 123.5 | 123.1 | 848 | 6.8887
2011 | 8 | 28 | 1 | 110.6 | 110.2 | 763 | 6.9238
2011 | 8 | 28 | 2 | 101.4 | 101.1 | 699 | 6.9139
2011 | 8 | 28 | 3 | 86.2 | 85.9 | 597 | 6.9499
2011 | 8 | 28 | 4 | 61.6 | 61.3 | 432 | 7.0473
2011 | 8 | 28 | 5 | 64.2 | 63.9 | 452 | 7.0736
2011 | 8 | 28 | 6 | 79.4 | 79 | 557 | 7.0506
2011 | 8 | 28 | 7 | 96.8 | 96.5 | 655 | 6.7876
2011 | 8 | 28 | 8 | 87.1 | 86.8 | 605 | 6.97
2011 | 8 | 28 | 9 | 108.1 | 107.8 | 744 | 6.9017
2011 | 8 | 28 | 10 | 110.4 | 110.1 | 756 | 6.8665
2011 | 8 | 28 | 11 | 143.3 | 143 | 959 | 6.7063
2011 | 8 | 28 | 12 | 107.2 | 106.9 | 723 | 6.7633
2011 | 8 | 28 | 13 | 111.9 | 111.6 | 762 | 6.828
2011 | 8 | 28 | 14 | 121.2 | 120.9 | 823 | 6.8073
2011 | 8 | 28 | 15 | 137.8 | 137.5 | 932 | 6.7782
2011 | 8 | 28 | 16 | 143.9 | 143.6 | 963 | 6.7061
2011 | 8 | 28 | 17 | 142.2 | 141.9 | 949 | 6.6878
2011 | 8 | 28 | 18 | 143.1 | 142.8 | 960 | 6.7227
2011 | 8 | 28 | 19 | 140.3 | 140 | 945 | 6.75
2011 | 8 | 28 | 20 | 138.8 | 138.5 | 936 | 6.7581
2011 | 8 | 28 | 21 | 123.9 | 123.6 | 843 | 6.8204
2011 | 8 | 28 | 22 | 113.2 | 112.8 | 772 | 6.844
2011 | 8 | 28 | 23 | 119.9 | 119.6 | 824 | 6.8896
2011 | 8 | 28 | 24 | 135.1 | 134.8 | 924 | 6.8546
2011 | 8 | 29 | 1 | 122.9 | 122.6 | 845 | 6.8923
2011 | 8 | 29 | 2 | 96.1 | 95.8 | 664 | 6.9311
2011 | 8 | 29 | 3 | 78.3 | 78 | 547 | 7.0128
2011 | 8 | 29 | 4 | 72.5 | 72.1 | 511 | 7.0874
2011 | 8 | 29 | 5 | 74.7 | 74.4 | 527 | 7.0833
2011 | 8 | 29 | 6 | 88.8 | 88.5 | 622 | 7.0282
2011 | 8 | 29 | 7 | 82.3 | 82 | 570 | 6.9512
2011 | 8 | 29 | 8 | 92.6 | 92.3 | 644 | 6.9772
2011 | 8 | 29 | 9 | 149.8 | 149.5 | 1001 | 6.6957
2011 | 8 | 29 | 10 | 135.7 | 135.4 | 913 | 6.743
2011 | 8 | 29 | 11 | 146.3 | 146 | 978 | 6.6986
2011 | 8 | 29 | 12 | 122.6 | 122.3 | 828 | 6.7702
2011 | 8 | 29 | 13 | 118.8 | 118.5 | 804 | 6.7848
2011 | 8 | 29 | 14 | 138.1 | 137.8 | 933 | 6.7707
2011 | 8 | 29 | 15 | 146.5 | 146.2 | 982 | 6.7168
2011 | 8 | 29 | 16 | 136.4 | 136.1 | 920 | 6.7597
2011 | 8 | 29 | 17 | 139.3 | 139 | 939 | 6.7554
2011 | 8 | 29 | 18 | 129 | 128.7 | 870 | 6.7599
2011 | 8 | 29 | 19 | 111 | 110.7 | 758 | 6.8473
2011 | 8 | 29 | 20 | 114.4 | 114.1 | 784 | 6.8712
2011 | 8 | 29 | 21 | 125.3 | 125 | 857 | 6.856
2011 | 8 | 29 | 22 | 100.2 | 99.8 | 684 | 6.8537
2011 | 8 | 29 | 23 | 102.7 | 102.4 | 711 | 6.9434
2011 | 8 | 29 | 24 | 84.8 | 84.5 | 592 | 7.0059
2011 | 8 | 30 | 1 | 79.7 | 79.4 | 559 | 7.0403
2011 | 8 | 30 | 2 | 83.3 | 83 | 587 | 7.0723
2011 | 8 | 30 | 3 | 64.7 | 64.4 | 455 | 7.0652
2011 | 8 | 30 | 4 | 69.5 | 69.2 | 490 | 7.0809
2011 | 8 | 30 | 5 | 67.7 | 67.4 | 477 | 7.0772
2011 | 8 | 30 | 6 | 78.4 | 78.1 | 548 | 7.0166
2011 | 8 | 30 | 7 | 84 | 83.7 | 585 | 6.9892
2011 | 8 | 30 | 8 | 108.1 | 107.8 | 747 | 6.9295
2011 | 8 | 30 | 9 | 126.2 | 125.9 | 855 | 6.7911
2011 | 8 | 30 | 10 | 132.2 | 131.9 | 895 | 6.7854
2011 | 8 | 30 | 11 | 131.5 | 131.2 | 887 | 6.7607
2011 | 8 | 30 | 12 | 129.2 | 128.9 | 870 | 6.7494
2011 | 8 | 30 | 13 | 117.2 | 116.9 | 792 | 6.775
2011 | 8 | 30 | 14 | 127.4 | 127.1 | 856 | 6.7349
2011 | 8 | 30 | 15 | 120.3 | 120 | 819 | 6.825
2011 | 8 | 30 | 16 | 141.5 | 141.2 | 953 | 6.7493
2011 | 8 | 30 | 17 | 148.8 | 148.5 | 995 | 6.7003
2011 | 8 | 30 | 18 | 139.6 | 139.2 | 940 | 6.7529
2011 | 8 | 30 | 19 | 127.6 | 127.2 | 864 | 6.7925
2011 | 8 | 30 | 20 | 112.2 | 111.8 | 770 | 6.8873
2011 | 8 | 30 | 21 | 117.3 | 116.9 | 802 | 6.8606
2011 | 8 | 30 | 22 | 116.7 | 116.3 | 805 | 6.9218
2011 | 8 | 30 | 23 | 127.9 | 127.5 | 875 | 6.8627
2011 | 8 | 30 | 24 | 138.7 | 138.4 | 948 | 6.8497
2011 | 8 | 31 | 1 | 122.4 | 122.1 | 840 | 6.8796
2011 | 8 | 31 | 2 | 73.3 | 73 | 509 | 6.9726
2011 | 8 | 31 | 3 | 45.3 | 45 | 317 | 7.0444
2011 | 8 | 31 | 4 | 73.4 | 73.1 | 518 | 7.0862
2011 | 8 | 31 | 5 | 94.2 | 93.9 | 662 | 7.0501
2011 | 8 | 31 | 6 | 111 | 110.7 | 771 | 6.9648
2011 | 8 | 31 | 7 | 109 | 108.6 | 754 | 6.9429
2011 | 8 | 31 | 8 | 111.6 | 111.3 | 771 | 6.9272
2011 | 8 | 31 | 9 | 107.9 | 107.6 | 747 | 6.9424
2011 | 8 | 31 | 10 | 116.3 | 116 | 800 | 6.8966
2011 | 8 | 31 | 11 | 112.1 | 111.8 | 773 | 6.9141
2011 | 8 | 31 | 12 | 133.8 | 133.5 | 913 | 6.839
2011 | 8 | 31 | 13 | 146.9 | 146.5 | 990 | 6.7577
2011 | 8 | 31 | 14 | 155.3 | 154.9 | 1076 | 6.9464
2011 | 8 | 31 | 15 | 143.3 | 142.9 | 962 | 6.732
2011 | 8 | 31 | 16 | 133.2 | 132.9 | 904 | 6.8021
2011 | 8 | 31 | 17 | 140.6 | 140.3 | 952 | 6.7855
2011 | 8 | 31 | 18 | 137.4 | 137.1 | 933 | 6.8053
2011 | 8 | 31 | 19 | 150.1 | 149.8 | 1011 | 6.749
2011 | 8 | 31 | 20 | 154.6 | 154.3 | 1034 | 6.7012
2011 | 8 | 31 | 21 | 161.1 | 160.8 | 1067 | 6.6356
2011 | 8 | 31 | 22 | 147.8 | 147.5 | 990 | 6.7119
2011 | 8 | 31 | 23 | 137.3 | 137 | 931 | 6.7956
2011 | 8 | 31 | 24 | 136 | 135.7 | 926 | 6.8239
2011 | 9 | 1 | 1 | 126.9 | 116.2 | 805 | 6.9277
2011 | 9 | 1 | 2 | 117.6 | 114.8 | 789 | 6.8728
2011 | 9 | 1 | 3 | 88 | 88 | 617 | 7.0114
2011 | 9 | 1 | 4 | 69.1 | 69.1 | 486 | 7.0333
2011 | 9 | 1 | 5 | 37.4 | 37.4 | 267 | 7.139
2011 | 9 | 1 | 6 | 73.1 | 73.1 | 520 | 7.1135
2011 | 9 | 1 | 7 | 92 | 92 | 637 | 6.9239
2011 | 9 | 1 | 8 | 129.6 | 129.6 | 879 | 6.7824
2011 | 9 | 1 | 9 | 125.5 | 125.5 | 860 | 6.8526
2011 | 9 | 1 | 10 | 140.8 | 140.8 | 951 | 6.7543
2011 | 9 | 1 | 11 | 99 | 99 | 678 | 6.8485
2011 | 9 | 1 | 12 | 145.1 | 145.1 | 961 | 6.623
2011 | 9 | 1 | 13 | 111.1 | 111.1 | 749 | 6.7417
2011 | 9 | 1 | 14 | 149 | 149 | 978 | 6.5638
2011 | 9 | 1 | 15 | 130.9 | 130.9 | 880 | 6.7227
2011 | 9 | 1 | 16 | 133 | 133 | 894 | 6.7218
2011 | 9 | 1 | 17 | 112.5 | 112.5 | 771 | 6.8533
2011 | 9 | 1 | 18 | 96.1 | 96.1 | 662 | 6.8887
2011 | 9 | 1 | 19 | 75.3 | 75.3 | 525 | 6.9721
2011 | 9 | 1 | 20 | 67.6 | 67.6 | 474 | 7.0118
2011 | 9 | 1 | 21 | 67.6 | 67.6 | 476 | 7.0414
2011 | 9 | 1 | 22 | 74.9 | 74.9 | 530 | 7.0761
2011 | 9 | 1 | 23 | 82.1 | 82.1 | 581 | 7.0767
2011 | 9 | 1 | 24 | 55.1 | 55.1 | 393 | 7.1325
2011 | 9 | 2 | 1 | 29.1 | 29.1 | 209 | 7.1821
2011 | 9 | 2 | 2 | 12.2 | 12.2 | 85 | 6.9672
2011 | 9 | 2 | 3 | 13.5 | 13.5 | 95 | 7.037
2011 | 9 | 2 | 4 | 17.1 | 17.1 | 121 | 7.076
2011 | 9 | 2 | 5 | 35.3 | 35.3 | 253 | 7.1671
2011 | 9 | 2 | 6 | 60 | 60 | 428 | 7.1333
2011 | 9 | 2 | 7 | 109.9 | 109.9 | 759 | 6.9063
2011 | 9 | 2 | 8 | 158.9 | 158.9 | 1037 | 6.5261
2011 | 9 | 2 | 9 | 137 | 137 | 919 | 6.708
2011 | 9 | 2 | 10 | 138.9 | 138.9 | 930 | 6.6955
2011 | 9 | 2 | 11 | 97.8 | 97.8 | 670 | 6.8507
2011 | 9 | 2 | 12 | 105.2 | 105.2 | 723 | 6.8726
2011 | 9 | 2 | 13 | 72.8 | 72.8 | 507 | 6.9643
2011 | 9 | 2 | 14 | 85.6 | 85.6 | 596 | 6.9626
2011 | 9 | 2 | 15 | 67.9 | 67.9 | 481 | 7.0839
2011 | 9 | 2 | 16 | 73 | 73 | 514 | 7.0411
2011 | 9 | 2 | 17 | 134.3 | 134.3 | 898 | 6.6865
2011 | 9 | 2 | 18 | 132 | 132 | 869 | 6.5833
2011 | 9 | 2 | 19 | 111 | 111 | 745 | 6.7117
2011 | 9 | 2 | 20 | 104.6 | 104.6 | 715 | 6.8356
2011 | 9 | 2 | 21 | 67 | 67 | 462 | 6.8955
2011 | 9 | 2 | 22 | 66.1 | 66.1 | 458 | 6.9289
2011 | 9 | 2 | 23 | 49.2 | 49.2 | 344 | 6.9919
2011 | 9 | 2 | 24 | 84.6 | 84.6 | 594 | 7.0213
2011 | 9 | 3 | 1 | 111.7 | 111.7 | 764 | 6.8397
2011 | 9 | 3 | 2 | 45.6 | 45.6 | 315 | 6.9079
2011 | 9 | 3 | 3 | 12.2 | 12.2 | 83 | 6.8033
2011 | 9 | 3 | 4 | 11.9 | 11.9 | 82 | 6.8908
2011 | 9 | 3 | 5 | 16.7 | 16.7 | 114 | 6.8263
2011 | 9 | 3 | 6 | 60.2 | 60.2 | 425 | 7.0598
2011 | 9 | 3 | 7 | 91.5 | 91.5 | 640 | 6.9945
2011 | 9 | 3 | 8 | 82.7 | 82.7 | 574 | 6.9407
2011 | 9 | 3 | 9 | 34.3 | 34.3 | 240 | 6.9971
2011 | 9 | 3 | 10 | 23.1 | 23.1 | 163 | 7.0563
2011 | 9 | 3 | 11 | 70.1 | 70.1 | 493 | 7.0328
2011 | 9 | 3 | 12 | 89.3 | 89.3 | 625 | 6.9989
2011 | 9 | 3 | 13 | 104.2 | 104.2 | 721 | 6.9194
2011 | 9 | 3 | 14 | 79.9 | 79.9 | 557 | 6.9712
2011 | 9 | 3 | 15 | 83.9 | 83.9 | 586 | 6.9845
2011 | 9 | 3 | 16 | 73.1 | 73.1 | 514 | 7.0315
2011 | 9 | 3 | 17 | 82.2 | 82.2 | 577 | 7.0195
2011 | 9 | 3 | 18 | 101.8 | 101.8 | 702 | 6.8959
2011 | 9 | 3 | 19 | 96.7 | 96.7 | 669 | 6.9183
2011 | 9 | 3 | 20 | 87.4 | 87.4 | 613 | 7.0137
2011 | 9 | 3 | 21 | 94 | 94 | 658 | 7
2011 | 9 | 3 | 22 | 84 | 84 | 587 | 6.9881
2011 | 9 | 3 | 23 | 63.6 | 63.6 | 452 | 7.1069
2011 | 9 | 3 | 24 | 62.4 | 62.4 | 448 | 7.1795
2011 | 9 | 4 | 1 | 64 | 64 | 456 | 7.125
2011 | 9 | 4 | 2 | 44.8 | 44.8 | 322 | 7.1875
2011 | 9 | 4 | 3 | 43.4 | 43.4 | 313 | 7.212
2011 | 9 | 4 | 4 | 41.2 | 41.2 | 298 | 7.233
2011 | 9 | 4 | 5 | 36.5 | 36.5 | 262 | 7.1781
2011 | 9 | 4 | 6 | 51.2 | 51.2 | 372 | 7.2656
2011 | 9 | 4 | 7 | 39.4 | 39.4 | 284 | 7.2081
2011 | 9 | 4 | 8 | 67.4 | 67.4 | 484 | 7.181
2011 | 9 | 4 | 9 | 56.4 | 56.4 | 406 | 7.1986
2011 | 9 | 4 | 10 | 72.6 | 72.6 | 519 | 7.1488
2011 | 9 | 4 | 11 | 67.8 | 67.8 | 451 | 6.6519
2011 | 9 | 4 | 12 | 67.5 | 67.5 | 486 | 7.2
2011 | 9 | 4 | 13 | 70.4 | 70.4 | 504 | 7.1591
2011 | 9 | 4 | 14 | 77.2 | 77.2 | 548 | 7.0984
2011 | 9 | 4 | 15 | 58.9 | 58.9 | 422 | 7.1647
2011 | 9 | 4 | 16 | 59.2 | 59.2 | 421 | 7.1115
2011 | 9 | 4 | 17 | 72.8 | 72.8 | 516 | 7.0879
2011 | 9 | 4 | 18 | 100.3 | 100.3 | 698 | 6.9591
2011 | 9 | 4 | 19 | 98.8 | 98.8 | 685 | 6.9332
2011 | 9 | 4 | 20 | 75.8 | 75.8 | 532 | 7.0185
2011 | 9 | 4 | 21 | 75.7 | 75.7 | 537 | 7.0938
2011 | 9 | 4 | 22 | 66.9 | 66.9 | 475 | 7.1001
2011 | 9 | 4 | 23 | 86.1 | 86.1 | 612 | 7.108
2011 | 9 | 4 | 24 | 79.5 | 79.5 | 567 | 7.1321
2011 | 9 | 5 | 1 | 60.5 | 60.5 | 433 | 7.157
2011 | 9 | 5 | 2 | 17.4 | 17.4 | 122 | 7.0115
2011 | 9 | 5 | 3 | 15.9 | 15.9 | 113 | 7.1069
2011 | 9 | 5 | 4 | 39.2 | 39.2 | 282 | 7.1939
2011 | 9 | 5 | 5 | 52.6 | 52.6 | 380 | 7.2243
2011 | 9 | 5 | 6 | 50.8 | 50.8 | 371 | 7.3031
2011 | 9 | 5 | 7 | 53.3 | 53.3 | 384 | 7.2045
2011 | 9 | 5 | 8 | 36.8 | 36.8 | 266 | 7.2283
2011 | 9 | 5 | 9 | 64.5 | 64.5 | 462 | 7.1628
2011 | 9 | 5 | 10 | 76 | 76 | 539 | 7.0921
2011 | 9 | 5 | 11 | 79.1 | 79.1 | 558 | 7.0544
2011 | 9 | 5 | 12 | 81.7 | 81.7 | 576 | 7.0502
2011 | 9 | 5 | 13 | 60.1 | 60.1 | 429 | 7.1381
2011 | 9 | 5 | 14 | 74.6 | 74.6 | 533 | 7.1448
2011 | 9 | 5 | 15 | 64.7 | 64.7 | 461 | 7.1252
2011 | 9 | 5 | 16 | 59.1 | 59.1 | 420 | 7.1066
2011 | 9 | 5 | 17 | 62.3 | 62.3 | 443 | 7.1108
2011 | 9 | 5 | 18 | 76 | 76 | 537 | 7.0658
2011 | 9 | 5 | 19 | 92.1 | 92.1 | 641 | 6.9598
2011 | 9 | 5 | 20 | 98.4 | 98.4 | 682 | 6.9309
2011 | 9 | 5 | 21 | 84.9 | 84.9 | 595 | 7.0082
2011 | 9 | 5 | 22 | 37.1 | 37.1 | 262 | 7.062
2011 | 9 | 5 | 23 | 20.6 | 20.6 | 146 | 7.0874
2011 | 9 | 5 | 24 | 36.1 | 36.1 | 257 | 7.1191
2011 | 9 | 6 | 1 | 43.3 | 43.3 | 313 | 7.2286
2011 | 9 | 6 | 2 | 61.5 | 61.5 | 444 | 7.2195
2011 | 9 | 6 | 3 | 44.2 | 44.2 | 321 | 7.2624
2011 | 9 | 6 | 4 | 47.1 | 47.1 | 340 | 7.2187
2011 | 9 | 6 | 5 | 43 | 43 | 312 | 7.2558
2011 | 9 | 6 | 6 | 75.3 | 75.3 | 538 | 7.1448
2011 | 9 | 6 | 7 | 106.6 | 106.6 | 735 | 6.8949
2011 | 9 | 6 | 8 | 72.2 | 72.2 | 506 | 7.0083
2011 | 9 | 6 | 9 | 69 | 69 | 492 | 7.1304
2011 | 9 | 6 | 10 | 86.2 | 86.2 | 608 | 7.0534
2011 | 9 | 6 | 11 | 76.1 | 76.1 | 539 | 7.0828
2011 | 9 | 6 | 12 | 99.7 | 99.7 | 699 | 7.011
2011 | 9 | 6 | 13 | 122.4 | 122.4 | 839 | 6.8546
2011 | 9 | 6 | 14 | 132.5 | 132.5 | 895 | 6.7547
2011 | 9 | 6 | 15 | 135.2 | 135.2 | 913 | 6.753
2011 | 9 | 6 | 16 | 131.9 | 131.9 | 896 | 6.793
2011 | 9 | 6 | 17 | 126 | 126 | 859 | 6.8175
2011 | 9 | 6 | 18 | 120.7 | 120.7 | 828 | 6.86
2011 | 9 | 6 | 19 | 113.1 | 113.1 | 783 | 6.9231
2011 | 9 | 6 | 20 | 137.8 | 137.8 | 933 | 6.7707
2011 | 9 | 6 | 21 | 158.4 | 158.4 | 1039 | 6.5593
2011 | 9 | 6 | 22 | 109 | 109 | 741 | 6.7982
2011 | 9 | 6 | 23 | 74.2 | 74.2 | 524 | 7.062
2011 | 9 | 6 | 24 | 82.8 | 82.8 | 593 | 7.1618
2011 | 9 | 7 | 1 | 67.4 | 67.4 | 487 | 7.2255
2011 | 9 | 7 | 2 | 57.1 | 57.1 | 413 | 7.2329
2011 | 9 | 7 | 3 | 49.6 | 49.6 | 363 | 7.3185
2011 | 9 | 7 | 4 | 40.5 | 40.5 | 294 | 7.2593
2011 | 9 | 7 | 5 | 30.6 | 30.6 | 220 | 7.1895
2011 | 9 | 7 | 6 | 46.8 | 46.8 | 338 | 7.2222
2011 | 9 | 7 | 7 | 107.1 | 107.1 | 746 | 6.9655
2011 | 9 | 7 | 8 | 87.2 | 87.2 | 608 | 6.9725
2011 | 9 | 7 | 9 | 86 | 86 | 609 | 7.0814
2011 | 9 | 7 | 10 | 114.8 | 114.8 | 803 | 6.9948
2011 | 9 | 7 | 11 | 119.7 | 119.7 | 830 | 6.934
2011 | 9 | 7 | 12 | 115.4 | 115.4 | 804 | 6.9671
2011 | 9 | 7 | 13 | 121.1 | 121.1 | 837 | 6.9116
2011 | 9 | 7 | 14 | 126.6 | 126.6 | 870 | 6.872
2011 | 9 | 7 | 15 | 119.8 | 119.8 | 826 | 6.8948
2011 | 9 | 7 | 16 | 119 | 119 | 825 | 6.9328
2011 | 9 | 7 | 17 | 131.9 | 131.9 | 904 | 6.8537
2011 | 9 | 7 | 18 | 121.6 | 121.6 | 838 | 6.8914
2011 | 9 | 7 | 19 | 126.4 | 126.4 | 870 | 6.8829
2011 | 9 | 7 | 20 | 137.3 | 137.3 | 935 | 6.8099
2011 | 9 | 7 | 21 | 170.8 | 170.8 | 1106 | 6.4754
2011 | 9 | 7 | 22 | 121.6 | 121.6 | 809 | 6.653
2011 | 9 | 7 | 23 | 80.6 | 80.6 | 566 | 7.0223
2011 | 9 | 7 | 24 | 67.1 | 67.1 | 486 | 7.2429
2011 | 9 | 8 | 1 | 68.2 | 68.2 | 495 | 7.2581
2011 | 9 | 8 | 2 | 58.6 | 58.6 | 423 | 7.2184
2011 | 9 | 8 | 3 | 63 | 63 | 459 | 7.2857
2011 | 9 | 8 | 4 | 66.4 | 66.4 | 481 | 7.244
2011 | 9 | 8 | 5 | 55.6 | 55.6 | 403 | 7.2482
2011 | 9 | 8 | 6 | 44.1 | 44.1 | 317 | 7.1882
2011 | 9 | 8 | 7 | 70.9 | 70.9 | 508 | 7.165
2011 | 9 | 8 | 8 | 74.5 | 74.5 | 537 | 7.2081
2011 | 9 | 8 | 9 | 97.6 | 97.6 | 691 | 7.0799
2011 | 9 | 8 | 10 | 89.1 | 89.1 | 626 | 7.0258
2011 | 9 | 8 | 11 | 85 | 85 | 598 | 7.0353
2011 | 9 | 8 | 12 | 94.5 | 94.5 | 665 | 7.037
2011 | 9 | 8 | 13 | 123.6 | 123.6 | 854 | 6.9094
2011 | 9 | 8 | 14 | 130 | 130 | 882 | 6.7846
2011 | 9 | 8 | 15 | 108.3 | 108.3 | 750 | 6.9252
2011 | 9 | 8 | 16 | 105.9 | 105.9 | 738 | 6.9688
2011 | 9 | 8 | 17 | 113.2 | 113.2 | 783 | 6.917
2011 | 9 | 8 | 18 | 111.3 | 111.3 | 770 | 6.9182
2011 | 9 | 8 | 19 | 110.4 | 110.4 | 767 | 6.9475
2011 | 9 | 8 | 20 | 130.3 | 130.3 | 883 | 6.7767
2011 | 9 | 8 | 22 | 61.2 | 61.2 | 438 | 7.1569
2011 | 9 | 8 | 23 | 57.6 | 57.6 | 415 | 7.2049
2011 | 9 | 8 | 24 | 53.9 | 53.9 | 363 | 6.7347
2011 | 9 | 9 | 1 | 50 | 50 | 363 | 7.26
2011 | 9 | 9 | 2 | 44.8 | 44.8 | 326 | 7.2768
2011 | 9 | 9 | 3 | 33.9 | 33.9 | 246 | 7.2566
2011 | 9 | 9 | 4 | 52.1 | 52.1 | 379 | 7.2745
2011 | 9 | 9 | 5 | 29.2 | 29.2 | 213 | 7.2945
2011 | 9 | 9 | 6 | 40.3 | 40.3 | 290 | 7.196
2011 | 9 | 9 | 7 | 69 | 69 | 493 | 7.1449
2011 | 9 | 9 | 8 | 71.3 | 71.3 | 509 | 7.1388
2011 | 9 | 9 | 9 | 88.1 | 88.1 | 626 | 7.1056
2011 | 9 | 9 | 10 | 78.3 | 78.3 | 554 | 7.0754
2011 | 9 | 9 | 11 | 74.1 | 74.1 | 527 | 7.112
2011 | 9 | 9 | 12 | 83 | 83 | 589 | 7.0964
2011 | 9 | 9 | 13 | 95.3 | 95.3 | 667 | 6.999
2011 | 9 | 9 | 14 | 106 | 106 | 735 | 6.934
2011 | 9 | 9 | 15 | 111.5 | 111.5 | 770 | 6.9058
2011 | 9 | 9 | 16 | 102 | 102 | 711 | 6.9706
2011 | 9 | 9 | 17 | 111.8 | 111.8 | 771 | 6.8962
2011 | 9 | 9 | 18 | 103.8 | 103.8 | 724 | 6.975
2011 | 9 | 9 | 19 | 106.9 | 106.9 | 743 | 6.9504
2011 | 9 | 9 | 20 | 104.8 | 104.8 | 732 | 6.9847
2011 | 9 | 9 | 21 | 99.2 | 99.2 | 690 | 6.9556
2011 | 9 | 9 | 22 | 87.2 | 87.2 | 614 | 7.0413
2011 | 9 | 9 | 23 | 87.3 | 87.3 | 622 | 7.1249
2011 | 9 | 9 | 24 | 106.4 | 106.4 | 748 | 7.0301
2011 | 9 | 10 | 1 | 62 | 62 | 434 | 7
2011 | 9 | 10 | 2 | 50.8 | 50.8 | 368 | 7.2441
2011 | 9 | 10 | 3 | 47 | 47 | 341 | 7.2553
2011 | 9 | 10 | 4 | 42.2 | 42.2 | 306 | 7.2512
2011 | 9 | 10 | 5 | 27.3 | 27.3 | 195 | 7.1429
2011 | 9 | 10 | 6 | 15.7 | 15.7 | 109 | 6.9427
2011 | 9 | 10 | 7 | 32.8 | 32.8 | 237 | 7.2256
2011 | 9 | 10 | 8 | 65.7 | 65.7 | 471 | 7.1689
2011 | 9 | 10 | 9 | 81.3 | 81.3 | 577 | 7.0972
2011 | 9 | 10 | 10 | 88.1 | 88.1 | 621 | 7.0488
2011 | 9 | 10 | 11 | 88.6 | 88.6 | 624 | 7.0429
2011 | 9 | 10 | 12 | 91.1 | 91.1 | 642 | 7.0472
2011 | 9 | 10 | 13 | 94.9 | 94.9 | 669 | 7.0495
2011 | 9 | 10 | 14 | 91 | 91 | 640 | 7.033
2011 | 9 | 10 | 15 | 90.1 | 90.1 | 634 | 7.0366
2011 | 9 | 10 | 16 | 105.5 | 105.5 | 736 | 6.9763
2011 | 9 | 10 | 17 | 114.9 | 114.9 | 795 | 6.9191
2011 | 9 | 10 | 18 | 111.5 | 111.5 | 774 | 6.9417
2011 | 9 | 10 | 19 | 104.3 | 104.3 | 728 | 6.9799
2011 | 9 | 10 | 20 | 102.8 | 102.8 | 715 | 6.9553
2011 | 9 | 10 | 21 | 83.3 | 83.3 | 581 | 6.9748
2011 | 9 | 10 | 22 | 68.2 | 68.2 | 484 | 7.0968
2011 | 9 | 10 | 23 | 72.3 | 72.3 | 516 | 7.1369
2011 | 9 | 10 | 24 | 71.9 | 71.9 | 514 | 7.1488
2011 | 9 | 11 | 1 | 58.3 | 58.3 | 416 | 7.1355
2011 | 9 | 11 | 2 | 46.5 | 46.5 | 335 | 7.2043
2011 | 9 | 11 | 3 | 40.6 | 40.6 | 293 | 7.2167
2011 | 9 | 11 | 4 | 35.6 | 35.6 | 258 | 7.2472
2011 | 9 | 11 | 5 | 43.4 | 43.4 | 316 | 7.2811
2011 | 9 | 11 | 6 | 45.1 | 45.1 | 325 | 7.2062
2011 | 9 | 11 | 7 | 24.1 | 24.1 | 172 | 7.1369
2011 | 9 | 11 | 8 | 70.7 | 70.7 | 508 | 7.1853
2011 | 9 | 11 | 9 | 99.3 | 99.3 | 698 | 7.0292
2011 | 9 | 11 | 10 | 80.7 | 80.7 | 574 | 7.1128
2011 | 9 | 11 | 11 | 99.9 | 99.9 | 705 | 7.0571
2011 | 9 | 11 | 12 | 70.8 | 70.8 | 503 | 7.1045
2011 | 9 | 11 | 13 | 78 | 78 | 558 | 7.1538
2011 | 9 | 11 | 14 | 72.8 | 72.8 | 522 | 7.1703
2011 | 9 | 11 | 15 | 79.7 | 79.7 | 568 | 7.1267
2011 | 9 | 11 | 16 | 61.9 | 61.9 | 440 | 7.1082
2011 | 9 | 11 | 17 | 65.2 | 65.2 | 467 | 7.1626
2011 | 9 | 11 | 18 | 98 | 98 | 686 | 7
2011 | 9 | 11 | 19 | 117 | 117 | 810 | 6.9231
2011 | 9 | 11 | 20 | 122.4 | 122.4 | 843 | 6.8873
2011 | 9 | 11 | 21 | 123.7 | 123.7 | 844 | 6.823
2011 | 9 | 11 | 22 | 101.2 | 101.2 | 703 | 6.9466
2011 | 9 | 11 | 23 | 85.6 | 85.6 | 603 | 7.0444
2011 | 9 | 11 | 24 | 53.6 | 53.6 | 385 | 7.1828
2011 | 9 | 12 | 1 | 38 | 38 | 273 | 7.1842
2011 | 9 | 12 | 2 | 12.3 | 12.3 | 84 | 6.8293
2011 | 9 | 12 | 3 | 11.9 | 11.9 | 82 | 6.8908
2011 | 9 | 12 | 4 | 14.6 | 14.6 | 104 | 7.1233
2011 | 9 | 12 | 5 | 23.2 | 23.2 | 165 | 7.1121
2011 | 9 | 12 | 6 | 41.3 | 41.3 | 298 | 7.2155
2011 | 9 | 12 | 7 | 102 | 102 | 717 | 7.0294
2011 | 9 | 12 | 8 | 91.9 | 91.9 | 642 | 6.9859
2011 | 9 | 12 | 9 | 78.6 | 78.6 | 560 | 7.1247
2011 | 9 | 12 | 10 | 49.9 | 49.9 | 362 | 7.2545
2011 | 9 | 12 | 11 | 41.8 | 41.8 | 297 | 7.1053
2011 | 9 | 12 | 12 | 61 | 61 | 435 | 7.1311
2011 | 9 | 12 | 13 | 111 | 111 | 770 | 6.9369
2011 | 9 | 12 | 14 | 133.8 | 133.8 | 902 | 6.7414
2011 | 9 | 12 | 15 | 106.7 | 106.7 | 732 | 6.8604
2011 | 9 | 12 | 16 | 87.5 | 87.5 | 612 | 6.9943
2011 | 9 | 12 | 17 | 88.5 | 88.5 | 617 | 6.9718
2011 | 9 | 12 | 18 | 90.3 | 90.3 | 630 | 6.9767
2011 | 9 | 12 | 19 | 86.7 | 86.7 | 609 | 7.0242
2011 | 9 | 12 | 20 | 106.8 | 106.8 | 749 | 7.0131
2011 | 9 | 12 | 21 | 88.8 | 88.8 | 622 | 7.0045
2011 | 9 | 12 | 22 | 58.8 | 58.8 | 422 | 7.1769
2011 | 9 | 12 | 23 | 48.8 | 48.8 | 357 | 7.3156
2011 | 9 | 12 | 24 | 44.8 | 44.8 | 327 | 7.2991
2011 | 9 | 13 | 1 | 47 | 47 | 336 | 7.1489
2011 | 9 | 13 | 2 | 16.2 | 16.2 | 115 | 7.0988
2011 | 9 | 13 | 3 | 55.4 | 55.4 | 402 | 7.2563
2011 | 9 | 13 | 4 | 26.1 | 26.1 | 189 | 7.2414
2011 | 9 | 13 | 5 | 20 | 20 | 142 | 7.1
2011 | 9 | 13 | 6 | 22.5 | 22.5 | 159 | 7.0667
2011 | 9 | 13 | 7 | 66.4 | 66.4 | 475 | 7.1536
2011 | 9 | 13 | 8 | 43.7 | 43.7 | 312 | 7.1396
2011 | 9 | 13 | 9 | 61.3 | 61.3 | 440 | 7.1778
2011 | 9 | 13 | 10 | 119.9 | 119.9 | 832 | 6.9391
2011 | 9 | 13 | 11 | 134.3 | 134.3 | 912 | 6.7908
2011 | 9 | 13 | 12 | 107.7 | 107.7 | 743 | 6.8988
2011 | 9 | 13 | 13 | 98.4 | 98.4 | 695 | 7.063
2011 | 9 | 13 | 14 | 87.1 | 87.1 | 612 | 7.0264
2011 | 9 | 13 | 15 | 85.4 | 85.4 | 604 | 7.0726
2011 | 9 | 13 | 16 | 122 | 122 | 688 | 5.6393
2011 | 9 | 13 | 17 | 103.3 | 103.3 | 726 | 7.0281
2011 | 9 | 13 | 18 | 104.2 | 104.2 | 733 | 7.0345
2011 | 9 | 13 | 19 | 113.8 | 113.8 | 794 | 6.9772
2011 | 9 | 13 | 20 | 128.3 | 128.3 | 878 | 6.8433
2011 | 9 | 13 | 21 | 90.6 | 90.6 | 637 | 7.0309
2011 | 9 | 13 | 22 | 81 | 81 | 578 | 7.1358
2011 | 9 | 13 | 23 | 73.2 | 72.6 | 524 | 7.2176
2011 | 9 | 13 | 24 | 71 | 53.2 | 380 | 7.1429
2011 | 9 | 14 | 1 | 39.6 | 38.3 | 279 | 7.2846
2011 | 9 | 14 | 2 | 49.5 | 47.7 | 348 | 7.2956
2011 | 9 | 14 | 3 | 54.7 | 54.7 | 398 | 7.2761
2011 | 9 | 14 | 4 | 26.1 | 26.1 | 186 | 7.1264
2011 | 9 | 14 | 5 | 18.5 | 18.5 | 134 | 7.2432
2011 | 9 | 14 | 6 | 39.4 | 39.4 | 283 | 7.1827
2011 | 9 | 14 | 7 | 101 | 101 | 708 | 7.0099
2011 | 9 | 14 | 8 | 101.1 | 101.1 | 702 | 6.9436
2011 | 9 | 14 | 9 | 104.6 | 104.6 | 732 | 6.9981
2011 | 9 | 14 | 10 | 109.1 | 109.1 | 761 | 6.9753
2011 | 9 | 14 | 11 | 100.9 | 100.9 | 708 | 7.0168
2011 | 9 | 14 | 12 | 102.6 | 102.6 | 721 | 7.0273
2011 | 9 | 14 | 13 | 112.4 | 112.4 | 785 | 6.984
2011 | 9 | 14 | 14 | 109.4 | 109.4 | 761 | 6.9561
2011 | 9 | 14 | 15 | 63.4 | 63.4 | 446 | 7.0347
2011 | 9 | 14 | 16 | 65.2 | 65.2 | 468 | 7.1779
2011 | 9 | 14 | 17 | 92.7 | 92.7 | 655 | 7.0658
2011 | 9 | 14 | 18 | 117.9 | 117.9 | 817 | 6.9296
2011 | 9 | 14 | 19 | 104.2 | 104.2 | 727 | 6.977
2011 | 9 | 14 | 20 | 106.7 | 106.7 | 745 | 6.9822
2011 | 9 | 14 | 21 | 82.6 | 82.6 | 579 | 7.0097
2011 | 9 | 14 | 22 | 74.2 | 74.2 | 532 | 7.1698
2011 | 9 | 14 | 23 | 67.7 | 67.7 | 488 | 7.2083
2011 | 9 | 14 | 24 | 51.7 | 51.7 | 370 | 7.1567
2011 | 9 | 15 | 1 | 25.8 | 25.8 | 187 | 7.2481
2011 | 9 | 15 | 2 | 11.8 | 11.8 | 82 | 6.9492
2011 | 9 | 15 | 3 | 14.4 | 14.4 | 102 | 7.0833
2011 | 9 | 15 | 4 | 21.4 | 21.4 | 155 | 7.243
2011 | 9 | 15 | 5 | 28 | 28 | 203 | 7.25
2011 | 9 | 15 | 6 | 43.9 | 43.9 | 314 | 7.1526
2011 | 9 | 15 | 7 | 60.7 | 60.7 | 433 | 7.1334
2011 | 9 | 15 | 8 | 64.6 | 64.6 | 463 | 7.1672
2011 | 9 | 15 | 9 | 85.1 | 85.1 | 609 | 7.1563
2011 | 9 | 15 | 10 | 74.9 | 74.9 | 530 | 7.0761
2011 | 9 | 15 | 11 | 80.4 | 80.4 | 568 | 7.0647
2011 | 9 | 15 | 12 | 85.9 | 85.9 | 610 | 7.1013
2011 | 9 | 15 | 13 | 98.1 | 98.1 | 692 | 7.054
2011 | 9 | 15 | 14 | 69.9 | 69.9 | 496 | 7.0959
2011 | 9 | 15 | 15 | 62.4 | 62.4 | 448 | 7.1795
2011 | 9 | 15 | 16 | 79.3 | 79.3 | 565 | 7.1248
2011 | 9 | 15 | 17 | 113.4 | 113.4 | 795 | 7.0106
2011 | 9 | 15 | 18 | 97.8 | 97.8 | 685 | 7.0041
2011 | 9 | 15 | 19 | 74.7 | 74.7 | 527 | 7.0549
2011 | 9 | 15 | 20 | 86.8 | 86.8 | 616 | 7.0968
2011 | 9 | 15 | 21 | 94.1 | 94.1 | 663 | 7.0457
2011 | 9 | 15 | 22 | 101.6 | 101.6 | 717 | 7.0571
2011 | 9 | 15 | 23 | 72.7 | 72.7 | 519 | 7.1389
2011 | 9 | 15 | 24 | 51.3 | 51.3 | 369 | 7.193
2011 | 9 | 16 | 1 | 18.2 | 18.2 | 128 | 7.033
2011 | 9 | 16 | 2 | 11.9 | 11.9 | 83 | 6.9748
2011 | 9 | 16 | 3 | 34.2 | 34.2 | 246 | 7.193
2011 | 9 | 16 | 4 | 46.2 | 46.2 | 336 | 7.2727
2011 | 9 | 16 | 5 | 41.8 | 41.8 | 303 | 7.2488
2011 | 9 | 16 | 6 | 49.9 | 49.9 | 358 | 7.1743
2011 | 9 | 16 | 7 | 70 | 70 | 499 | 7.1286
2011 | 9 | 16 | 8 | 68.7 | 68.7 | 494 | 7.1907
2011 | 9 | 16 | 9 | 93.5 | 93.5 | 660 | 7.0588
2011 | 9 | 16 | 10 | 84.1 | 84.1 | 594 | 7.063
2011 | 9 | 16 | 11 | 49.4 | 49.4 | 347 | 7.0243
2011 | 9 | 16 | 12 | 42.2 | 42.2 | 302 | 7.1564
2011 | 9 | 16 | 13 | 71.4 | 71.4 | 510 | 7.1429
2011 | 9 | 16 | 14 | 93.4 | 93.4 | 658 | 7.045
2011 | 9 | 16 | 15 | 108.9 | 108.9 | 756 | 6.9421
2011 | 9 | 16 | 16 | 82.1 | 82.1 | 578 | 7.0402
2011 | 9 | 16 | 17 | 101 | 101 | 713 | 7.0594
2011 | 9 | 16 | 18 | 88.6 | 88.6 | 624 | 7.0429
2011 | 9 | 16 | 19 | 77.6 | 77.6 | 553 | 7.1263
2011 | 9 | 16 | 20 | 78.7 | 78.7 | 557 | 7.0775
2011 | 9 | 16 | 21 | 97.3 | 97.3 | 683 | 7.0195
2011 | 9 | 16 | 22 | 85.1 | 85.1 | 599 | 7.0388
2011 | 9 | 16 | 23 | 62.7 | 62.7 | 449 | 7.1611
2011 | 9 | 16 | 24 | 52.2 | 52.2 | 377 | 7.2222
2011 | 9 | 17 | 1 | 26.8 | 26.8 | 192 | 7.1642
2011 | 9 | 17 | 2 | 12.3 | 12.3 | 84 | 6.8293
2011 | 9 | 17 | 3 | 24.5 | 24.5 | 174 | 7.102
2011 | 9 | 17 | 4 | 39.9 | 39.9 | 286 | 7.1679
2011 | 9 | 17 | 5 | 25.6 | 25.6 | 182 | 7.1094
2011 | 9 | 17 | 6 | 39.9 | 39.9 | 288 | 7.218
2011 | 9 | 17 | 7 | 63.4 | 63.4 | 452 | 7.1293
2011 | 9 | 17 | 8 | 61.1 | 61.1 | 437 | 7.1522
2011 | 9 | 17 | 9 | 63 | 63 | 452 | 7.1746
2011 | 9 | 17 | 10 | 73.7 | 73.7 | 530 | 7.1913
2011 | 9 | 17 | 11 | 57.3 | 57.3 | 404 | 7.0506
2011 | 9 | 17 | 12 | 45.2 | 45.2 | 323 | 7.146
2011 | 9 | 17 | 13 | 66.1 | 66.1 | 475 | 7.1861
2011 | 9 | 17 | 14 | 87 | 87 | 616 | 7.0805
2011 | 9 | 17 | 15 | 89.3 | 89.3 | 630 | 7.0549
2011 | 9 | 17 | 16 | 96.5 | 96.5 | 676 | 7.0052
2011 | 9 | 17 | 17 | 96.3 | 96.3 | 675 | 7.0093
2011 | 9 | 17 | 18 | 96.4 | 96.4 | 675 | 7.0021
2011 | 9 | 17 | 19 | 81.3 | 81.3 | 574 | 7.0603
2011 | 9 | 17 | 20 | 69 | 69 | 489 | 7.087
2011 | 9 | 17 | 21 | 67.8 | 67.8 | 479 | 7.0649
2011 | 9 | 17 | 22 | 88.2 | 88.2 | 623 | 7.0635
2011 | 9 | 17 | 23 | 84.9 | 84.9 | 605 | 7.126
2011 | 9 | 17 | 24 | 94.8 | 94.8 | 674 | 7.1097
2011 | 9 | 18 | 1 | 72.4 | 72.4 | 515 | 7.1133
2011 | 9 | 18 | 2 | 24.8 | 24.8 | 173 | 6.9758
2011 | 9 | 18 | 3 | 11.7 | 11.7 | 80 | 6.8376
2011 | 9 | 18 | 4 | 19.1 | 19.1 | 135 | 7.0681
2011 | 9 | 18 | 5 | 22.1 | 22.1 | 157 | 7.1041
2011 | 9 | 18 | 6 | 21.5 | 21.5 | 156 | 7.2558
2011 | 9 | 18 | 7 | 43.4 | 43.4 | 311 | 7.1659
2011 | 9 | 18 | 8 | 24.4 | 24.4 | 174 | 7.1311
2011 | 9 | 18 | 9 | 24.9 | 24.9 | 178 | 7.1486
2011 | 9 | 18 | 10 | 47.8 | 47.8 | 342 | 7.1548
2011 | 9 | 18 | 11 | 50 | 50 | 359 | 7.18
2011 | 9 | 18 | 12 | 42.8 | 42.8 | 304 | 7.1028
2011 | 9 | 18 | 13 | 35.2 | 35.2 | 253 | 7.1875
2011 | 9 | 18 | 14 | 43.1 | 43.1 | 311 | 7.2158
2011 | 9 | 18 | 15 | 45.8 | 45.8 | 333 | 7.2707
2011 | 9 | 18 | 16 | 55.4 | 55.4 | 401 | 7.2383
2011 | 9 | 18 | 17 | 56.2 | 56.2 | 404 | 7.1886
2011 | 9 | 18 | 18 | 54.9 | 54.9 | 397 | 7.2313
2011 | 9 | 18 | 19 | 74.8 | 74.8 | 535 | 7.1524
2011 | 9 | 18 | 20 | 99.8 | 99.8 | 699 | 7.004
2011 | 9 | 18 | 21 | 78.5 | 78.5 | 556 | 7.0828
2011 | 9 | 18 | 22 | 57.3 | 57.3 | 415 | 7.2426
2011 | 9 | 18 | 23 | 84.1 | 68.6 | 486 | 7.0845
2011 | 9 | 18 | 24 | 104.4 | 73.2 | 516 | 7.0492
2011 | 9 | 19 | 1 | 59.7 | 57.8 | 424 | 7.3356
2011 | 9 | 19 | 2 | 32.3 | 32.3 | 232 | 7.1827
2011 | 9 | 19 | 3 | 11.8 | 11.8 | 81 | 6.8644
2011 | 9 | 19 | 4 | 12.2 | 12.2 | 83 | 6.8033
2011 | 9 | 19 | 5 | 14.5 | 14.5 | 103 | 7.1034
2011 | 9 | 19 | 6 | 29.1 | 29.1 | 209 | 7.1821
2011 | 9 | 19 | 7 | 53 | 53 | 384 | 7.2453
2011 | 9 | 19 | 8 | 52 | 52 | 376 | 7.2308
2011 | 9 | 19 | 9 | 96.9 | 96.9 | 689 | 7.1104
2011 | 9 | 19 | 10 | 102.9 | 102.9 | 721 | 7.0068
2011 | 9 | 19 | 11 | 85.8 | 85.8 | 605 | 7.0513
2011 | 9 | 19 | 12 | 81.5 | 81.5 | 581 | 7.1288
2011 | 9 | 19 | 13 | 104.7 | 104.7 | 735 | 7.0201
2011 | 9 | 19 | 14 | 93.7 | 93.7 | 658 | 7.0224
2011 | 9 | 19 | 15 | 80.3 | 80.3 | 568 | 7.0735
2011 | 9 | 19 | 16 | 96 | 96 | 677 | 7.0521
2011 | 9 | 19 | 17 | 103.3 | 103.3 | 722 | 6.9894
2011 | 9 | 19 | 18 | 103.5 | 103.5 | 724 | 6.9952
2011 | 9 | 19 | 19 | 99.5 | 99.5 | 700 | 7.0352
2011 | 9 | 19 | 20 | 108.1 | 108.1 | 755 | 6.9843
2011 | 9 | 19 | 21 | 98.6 | 98.6 | 688 | 6.9777
2011 | 9 | 19 | 22 | 90.9 | 90.9 | 636 | 6.9967
2011 | 9 | 19 | 23 | 74.7 | 74.7 | 532 | 7.1218
2011 | 9 | 19 | 24 | 58.1 | 58.1 | 419 | 7.2117
2011 | 9 | 20 | 1 | 41.7 | 41.7 | 300 | 7.1942
2011 | 9 | 20 | 2 | 17.4 | 17.4 | 122 | 7.0115
2011 | 9 | 20 | 3 | 22.2 | 22.2 | 158 | 7.1171
2011 | 9 | 20 | 4 | 23.7 | 23.7 | 169 | 7.1308
2011 | 9 | 20 | 5 | 27.3 | 27.3 | 195 | 7.1429
2011 | 9 | 20 | 6 | 39.5 | 39.5 | 283 | 7.1646
2011 | 9 | 20 | 7 | 77 | 77 | 546 | 7.0909
2011 | 9 | 20 | 8 | 75.3 | 75.3 | 535 | 7.1049
2011 | 9 | 20 | 9 | 59.8 | 59.8 | 428 | 7.1572
2011 | 9 | 20 | 10 | 71.6 | 71.6 | 513 | 7.1648
2011 | 9 | 20 | 11 | 71.7 | 71.7 | 510 | 7.113
2011 | 9 | 20 | 12 | 101 | 101 | 710 | 7.0297
2011 | 9 | 20 | 13 | 117.2 | 117.2 | 811 | 6.9198
2011 | 9 | 20 | 14 | 129.5 | 129.5 | 881 | 6.8031
2011 | 9 | 20 | 15 | 97.2 | 97.2 | 673 | 6.9239
2011 | 9 | 20 | 16 | 83.4 | 83.4 | 587 | 7.0384
2011 | 9 | 20 | 17 | 94.9 | 94.9 | 665 | 7.0074
2011 | 9 | 20 | 18 | 80.8 | 80.8 | 565 | 6.9926
2011 | 9 | 20 | 19 | 87.6 | 87.6 | 620 | 7.0776
2011 | 9 | 20 | 20 | 97.2 | 97.2 | 682 | 7.0165
2011 | 9 | 20 | 21 | 83.1 | 83.1 | 587 | 7.0638
2011 | 9 | 20 | 22 | 90.5 | 90.5 | 642 | 7.0939
2011 | 9 | 20 | 23 | 77.5 | 77.5 | 556 | 7.1742
2011 | 9 | 20 | 24 | 46.1 | 46.1 | 334 | 7.2451
2011 | 9 | 21 | 1 | 61.9 | 61.9 | 442 | 7.1405
2011 | 9 | 21 | 2 | 13.1 | 13.1 | 86 | 6.5649
2011 | 9 | 21 | 3 | 29 | 29 | 211 | 7.2759
2011 | 9 | 21 | 4 | 39.8 | 39.8 | 290 | 7.2864
2011 | 9 | 21 | 5 | 29.3 | 29.3 | 211 | 7.2014
2011 | 9 | 21 | 6 | 39 | 39 | 280 | 7.1795
2011 | 9 | 21 | 7 | 72.6 | 72.6 | 516 | 7.1074
2011 | 9 | 21 | 8 | 68.7 | 68.7 | 487 | 7.0888
2011 | 9 | 21 | 9 | 76.3 | 76.3 | 543 | 7.1166
2011 | 9 | 21 | 10 | 73 | 73 | 521 | 7.137
2011 | 9 | 21 | 11 | 77.3 | 77.3 | 549 | 7.1022
2011 | 9 | 21 | 12 | 63.8 | 63.8 | 455 | 7.1317
2011 | 9 | 21 | 13 | 96.2 | 96.2 | 679 | 7.0582
2011 | 9 | 21 | 14 | 110.1 | 110.1 | 768 | 6.9755
2011 | 9 | 21 | 15 | 112.3 | 112.3 | 779 | 6.9368
2011 | 9 | 21 | 16 | 95.1 | 95.1 | 667 | 7.0137
2011 | 9 | 21 | 17 | 96.9 | 96.9 | 684 | 7.0588
2011 | 9 | 21 | 18 | 104.3 | 104.3 | 729 | 6.9895
2011 | 9 | 21 | 19 | 97.4 | 97.4 | 685 | 7.0329
2011 | 9 | 21 | 20 | 112.2 | 112.2 | 781 | 6.9608
2011 | 9 | 21 | 21 | 105.3 | 105.3 | 735 | 6.9801
2011 | 9 | 21 | 22 | 93.7 | 93.7 | 661 | 7.0544
2011 | 9 | 21 | 23 | 83 | 83 | 594 | 7.1566
2011 | 9 | 21 | 24 | 64.7 | 64.7 | 466 | 7.2025
2011 | 9 | 22 | 1 | 48.5 | 48.5 | 346 | 7.134
2011 | 9 | 22 | 2 | 15.4 | 15.4 | 106 | 6.8831
2011 | 9 | 22 | 3 | 13.7 | 13.7 | 94 | 6.8613
2011 | 9 | 22 | 4 | 12.6 | 12.6 | 87 | 6.9048
2011 | 9 | 22 | 5 | 35.4 | 35.4 | 255 | 7.2034
2011 | 9 | 22 | 6 | 49.8 | 49.8 | 358 | 7.1888
2011 | 9 | 22 | 7 | 77.3 | 77.3 | 548 | 7.0893
2011 | 9 | 22 | 8 | 62.8 | 62.8 | 447 | 7.1178
2011 | 9 | 22 | 9 | 70.5 | 70.5 | 506 | 7.1773
2011 | 9 | 22 | 10 | 105.8 | 105.8 | 744 | 7.0321
2011 | 9 | 22 | 11 | 105 | 105 | 728 | 6.9333
2011 | 9 | 22 | 12 | 78.6 | 78.6 | 552 | 7.0229
2011 | 9 | 22 | 13 | 103.4 | 103.4 | 727 | 7.0309
2011 | 9 | 22 | 14 | 104.5 | 104.5 | 730 | 6.9856
2011 | 9 | 22 | 15 | 110.7 | 110.7 | 769 | 6.9467
2011 | 9 | 22 | 16 | 87.4 | 87.4 | 614 | 7.0252
2011 | 9 | 22 | 17 | 87.4 | 87.4 | 614 | 7.0252
2011 | 9 | 22 | 18 | 87 | 87 | 614 | 7.0575
2011 | 9 | 22 | 19 | 104.2 | 104.2 | 728 | 6.9866
2011 | 9 | 22 | 20 | 125.8 | 125.8 | 861 | 6.8442
2011 | 9 | 22 | 21 | 117 | 117 | 806 | 6.8889
2011 | 9 | 22 | 22 | 103.7 | 103.7 | 717 | 6.9142
2011 | 9 | 22 | 23 | 81.6 | 81.6 | 573 | 7.0221
2011 | 9 | 22 | 24 | 53.2 | 53.2 | 386 | 7.2556
2011 | 9 | 23 | 1 | 54 | 54 | 394 | 7.2963
2011 | 9 | 23 | 2 | 46.8 | 46.8 | 338 | 7.2222
2011 | 9 | 23 | 3 | 44.1 | 44.1 | 320 | 7.2562
2011 | 9 | 23 | 4 | 51.9 | 51.9 | 379 | 7.3025
2011 | 9 | 23 | 5 | 58.2 | 58.2 | 421 | 7.2337
2011 | 9 | 23 | 6 | 41.7 | 41.7 | 296 | 7.0983
2011 | 9 | 23 | 7 | 50.6 | 50.6 | 363 | 7.1739
2011 | 9 | 23 | 8 | 49.3 | 49.3 | 355 | 7.2008
2011 | 9 | 23 | 9 | 70.6 | 70.6 | 504 | 7.1388
2011 | 9 | 23 | 10 | 63.5 | 63.5 | 453 | 7.1339
2011 | 9 | 23 | 11 | 87.7 | 87.7 | 620 | 7.0696
2011 | 9 | 23 | 12 | 101.4 | 101.4 | 705 | 6.9527
2011 | 9 | 23 | 13 | 128.7 | 128.7 | 877 | 6.8143
2011 | 9 | 23 | 14 | 147.8 | 147.8 | 982 | 6.6441
2011 | 9 | 23 | 15 | 129.7 | 129.7 | 880 | 6.7849
2011 | 9 | 23 | 16 | 120.4 | 120.4 | 827 | 6.8688
2011 | 9 | 23 | 17 | 114.8 | 114.8 | 794 | 6.9164
2011 | 9 | 23 | 18 | 112.2 | 112.2 | 759 | 6.7647
2011 | 9 | 23 | 19 | 97.5 | 97.5 | 684 | 7.0154
2011 | 9 | 23 | 20 | 117.3 | 117.3 | 813 | 6.9309
2011 | 9 | 23 | 21 | 105.4 | 105.4 | 736 | 6.9829
2011 | 9 | 23 | 22 | 96 | 96 | 673 | 7.0104
2011 | 9 | 23 | 23 | 96 | 96 | 656 | 6.8333
2011 | 9 | 23 | 24 | 83 | 83 | 584 | 7.0361
2011 | 9 | 24 | 1 | 60.5 | 60.5 | 436 | 7.2066
2011 | 9 | 24 | 2 | 49.7 | 49.7 | 278 | 5.5936
2011 | 9 | 24 | 3 | 54.2 | 54.2 | 395 | 7.2878
2011 | 9 | 24 | 4 | 51.4 | 51.4 | 374 | 7.2763
2011 | 9 | 24 | 5 | 53.2 | 53.2 | 386 | 7.2556
2011 | 9 | 24 | 6 | 58.3 | 58.3 | 420 | 7.2041
2011 | 9 | 24 | 7 | 56.7 | 56.7 | 408 | 7.1958
2011 | 9 | 24 | 8 | 66.7 | 66.7 | 480 | 7.1964
2011 | 9 | 24 | 9 | 68 | 68 | 487 | 7.1618
2011 | 9 | 24 | 10 | 87.1 | 87.1 | 618 | 7.0953
2011 | 9 | 24 | 11 | 82 | 82 | 584 | 7.122
2011 | 9 | 24 | 12 | 83.5 | 83.5 | 593 | 7.1018
2011 | 9 | 24 | 13 | 72.8 | 72.8 | 522 | 7.1703
2011 | 9 | 24 | 14 | 97.8 | 97.8 | 693 | 7.0859
2011 | 9 | 24 | 15 | 111.4 | 111.4 | 778 | 6.9838
2011 | 9 | 24 | 16 | 114.3 | 114.3 | 796 | 6.9641
2011 | 9 | 24 | 17 | 114.2 | 114.2 | 795 | 6.9615
2011 | 9 | 24 | 18 | 106.9 | 106.9 | 749 | 7.0065
2011 | 9 | 24 | 19 | 88.6 | 88.6 | 626 | 7.0655
2011 | 9 | 24 | 20 | 99.1 | 99.1 | 697 | 7.0333
2011 | 9 | 24 | 21 | 80.6 | 80.6 | 572 | 7.0968
2011 | 9 | 24 | 22 | 77.3 | 77.3 | 552 | 7.141
2011 | 9 | 24 | 23 | 66.2 | 66.2 | 475 | 7.1752
2011 | 9 | 24 | 24 | 39.1 | 39.1 | 280 | 7.1611
2011 | 9 | 25 | 1 | 46.8 | 46.8 | 338 | 7.2222
2011 | 9 | 25 | 2 | 32.8 | 32.8 | 236 | 7.1951
2011 | 9 | 25 | 3 | 37.7 | 37.7 | 274 | 7.2679
2011 | 9 | 25 | 4 | 19.1 | 19.1 | 132 | 6.911
2011 | 9 | 25 | 5 | 24.1 | 24.1 | 173 | 7.1784
2011 | 9 | 25 | 6 | 34.7 | 34.7 | 253 | 7.2911
2011 | 9 | 25 | 7 | 27 | 27 | 193 | 7.1481
2011 | 9 | 25 | 8 | 53.4 | 53.4 | 384 | 7.191
2011 | 9 | 25 | 9 | 48.4 | 48.4 | 350 | 7.2314
2011 | 9 | 25 | 10 | 55.9 | 55.9 | 404 | 7.2272
2011 | 9 | 25 | 11 | 62.4 | 62.4 | 447 | 7.1635
2011 | 9 | 25 | 12 | 27.2 | 27.2 | 194 | 7.1324
2011 | 9 | 25 | 13 | 67.3 | 67.3 | 485 | 7.2065
2011 | 9 | 25 | 14 | 76.2 | 76.2 | 545 | 7.1522
2011 | 9 | 25 | 15 | 58.5 | 58.5 | 414 | 7.0769
2011 | 9 | 25 | 16 | 44.2 | 44.2 | 321 | 7.2624
2011 | 9 | 25 | 17 | 56.5 | 56.5 | 409 | 7.2389
2011 | 9 | 25 | 18 | 50.7 | 50.7 | 365 | 7.1992
2011 | 9 | 25 | 19 | 31.9 | 31.9 | 227 | 7.116
2011 | 9 | 25 | 20 | 49.9 | 49.9 | 361 | 7.2345
2011 | 9 | 25 | 21 | 69.5 | 69.5 | 498 | 7.1655
2011 | 9 | 25 | 22 | 35.5 | 35.5 | 253 | 7.1268
2011 | 9 | 25 | 23 | 41.4 | 41.4 | 298 | 7.1981
2011 | 9 | 25 | 24 | 43.9 | 43.9 | 318 | 7.2437
2011 | 9 | 26 | 1 | 35.3 | 35.3 | 254 | 7.1955
2011 | 9 | 26 | 2 | 74.2 | 74.2 | 535 | 7.2102
2011 | 9 | 26 | 3 | 43.7 | 43.7 | 311 | 7.1167
2011 | 9 | 26 | 4 | 39.8 | 39.8 | 290 | 7.2864
2011 | 9 | 26 | 5 | 49.4 | 49.4 | 359 | 7.2672
2011 | 9 | 26 | 6 | 62.7 | 62.7 | 448 | 7.1451
2011 | 9 | 26 | 7 | 66.8 | 66.8 | 476 | 7.1257
2011 | 9 | 26 | 8 | 76.3 | 76.3 | 542 | 7.1035
2011 | 9 | 26 | 9 | 99.3 | 99.3 | 696 | 7.0091
2011 | 9 | 26 | 10 | 113.2 | 113.2 | 784 | 6.9258
2011 | 9 | 26 | 11 | 107.3 | 107.3 | 744 | 6.9338
2011 | 9 | 26 | 12 | 106.4 | 106.4 | 739 | 6.9455
2011 | 9 | 26 | 13 | 92.7 | 92.7 | 651 | 7.0227
2011 | 9 | 26 | 14 | 92.9 | 92.9 | 652 | 7.0183
2011 | 9 | 26 | 15 | 88.2 | 88.2 | 619 | 7.0181
2011 | 9 | 26 | 16 | 98.5 | 98.5 | 689 | 6.9949
2011 | 9 | 26 | 17 | 109.2 | 109.2 | 756 | 6.9231
2011 | 9 | 26 | 18 | 102.5 | 102.5 | 714 | 6.9659
2011 | 9 | 26 | 19 | 107.6 | 107.6 | 747 | 6.9424
2011 | 9 | 26 | 20 | 113 | 113 | 784 | 6.9381
2011 | 9 | 26 | 21 | 113.8 | 113.8 | 789 | 6.9332
2011 | 9 | 26 | 22 | 93.6 | 93.6 | 658 | 7.0299
2011 | 9 | 26 | 23 | 77.9 | 77.9 | 555 | 7.1245
2011 | 9 | 26 | 24 | 56 | 56 | 399 | 7.125
2011 | 9 | 27 | 1 | 39.2 | 39.2 | 278 | 7.0918
2011 | 9 | 27 | 2 | 54.7 | 54.7 | 395 | 7.2212
2011 | 9 | 27 | 3 | 50.3 | 50.3 | 361 | 7.1769
2011 | 9 | 27 | 4 | 42.3 | 42.3 | 302 | 7.1395
2011 | 9 | 27 | 6 | 71.4 | 71.4 | 513 | 7.1849
2011 | 9 | 27 | 7 | 75.8 | 75.8 | 539 | 7.1108
2011 | 9 | 27 | 8 | 74.6 | 74.6 | 530 | 7.1046
2011 | 9 | 27 | 9 | 69 | 69 | 494 | 7.1594
2011 | 9 | 27 | 10 | 74.2 | 74.2 | 532 | 7.1698
2011 | 9 | 27 | 11 | 84.3 | 84.3 | 598 | 7.0937
2011 | 9 | 27 | 12 | 75.6 | 75.6 | 535 | 7.0767
2011 | 9 | 27 | 13 | 79.7 | 79.7 | 568 | 7.1267
2011 | 9 | 27 | 14 | 59.8 | 59.8 | 428 | 7.1572
2011 | 9 | 27 | 15 | 36.8 | 36.8 | 261 | 7.0924
2011 | 9 | 27 | 16 | 45.6 | 45.6 | 329 | 7.2149
2011 | 9 | 27 | 17 | 60.7 | 60.7 | 435 | 7.1664
2011 | 9 | 27 | 18 | 72.1 | 72.1 | 513 | 7.1151
2011 | 9 | 27 | 19 | 78.8 | 78.8 | 560 | 7.1066
2011 | 9 | 27 | 20 | 113.4 | 113.4 | 786 | 6.9312
2011 | 9 | 27 | 21 | 101.6 | 101.6 | 708 | 6.9685
2011 | 9 | 27 | 22 | 96.5 | 96.5 | 676 | 7.0052
2011 | 9 | 27 | 23 | 55 | 55 | 389 | 7.0727
2011 | 9 | 27 | 24 | 33.5 | 33.5 | 242 | 7.2239
2011 | 9 | 28 | 1 | 27.6 | 27.6 | 201 | 7.2826
2011 | 9 | 28 | 2 | 33.1 | 33.1 | 238 | 7.1903
2011 | 9 | 28 | 3 | 23.9 | 23.9 | 172 | 7.1967
2011 | 9 | 28 | 4 | 23.2 | 23.2 | 168 | 7.2414
2011 | 9 | 28 | 5 | 45.7 | 45.7 | 326 | 7.1335
2011 | 9 | 28 | 6 | 47.3 | 47.3 | 335 | 7.0825
2011 | 9 | 28 | 7 | 80 | 80 | 562 | 7.025
2011 | 9 | 28 | 8 | 64.4 | 64.4 | 454 | 7.0497
2011 | 9 | 28 | 9 | 62.5 | 62.5 | 448 | 7.168
2011 | 9 | 28 | 10 | 76.5 | 76.5 | 544 | 7.1111
2011 | 9 | 28 | 11 | 95.8 | 95.8 | 664 | 6.9311
2011 | 9 | 28 | 12 | 103.2 | 103.2 | 718 | 6.9574
2011 | 9 | 28 | 13 | 104.9 | 104.9 | 729 | 6.9495
2011 | 9 | 28 | 14 | 98 | 98 | 685 | 6.9898
2011 | 9 | 28 | 15 | 82.9 | 82.9 | 586 | 7.0688
2011 | 9 | 28 | 16 | 76.3 | 76.3 | 544 | 7.1298
2011 | 9 | 28 | 17 | 96.5 | 96.5 | 680 | 7.0466
2011 | 9 | 28 | 18 | 114 | 114 | 788 | 6.9123
2011 | 9 | 28 | 19 | 95.5 | 95.5 | 669 | 7.0052
2011 | 9 | 28 | 20 | 92.2 | 92.2 | 648 | 7.0282
2011 | 9 | 28 | 21 | 81.4 | 81.4 | 574 | 7.0516
2011 | 9 | 28 | 22 | 86.8 | 86.8 | 615 | 7.0853
2011 | 9 | 28 | 23 | 68.9 | 68.9 | 491 | 7.1263
2011 | 9 | 28 | 24 | 52.5 | 52.5 | 376 | 7.1619
2011 | 9 | 29 | 1 | 23.3 | 23.3 | 167 | 7.1674
2011 | 9 | 29 | 2 | 21.5 | 21.5 | 153 | 7.1163
2011 | 9 | 29 | 3 | 24.5 | 24.5 | 175 | 7.1429
2011 | 9 | 29 | 4 | 32.3 | 32.3 | 230 | 7.1207
2011 | 9 | 29 | 5 | 46.7 | 46.7 | 339 | 7.2591
2011 | 9 | 29 | 6 | 77.6 | 77.6 | 550 | 7.0876
2011 | 9 | 29 | 7 | 71.8 | 71.8 | 511 | 7.117
2011 | 9 | 29 | 8 | 86.5 | 86.5 | 610 | 7.052
2011 | 9 | 29 | 9 | 70.6 | 70.6 | 504 | 7.1388
2011 | 9 | 29 | 10 | 86.6 | 86.6 | 612 | 7.067
2011 | 9 | 29 | 11 | 92.4 | 92.4 | 649 | 7.0238
2011 | 9 | 29 | 12 | 99.4 | 99.4 | 697 | 7.0121
2011 | 9 | 29 | 13 | 105.5 | 105.5 | 736 | 6.9763
2011 | 9 | 29 | 14 | 111.7 | 111.7 | 776 | 6.9472
2011 | 9 | 29 | 15 | 97 | 97 | 678 | 6.9897
2011 | 9 | 29 | 16 | 95.8 | 95.8 | 672 | 7.0146
2011 | 9 | 29 | 17 | 107.4 | 107.4 | 746 | 6.946
2011 | 9 | 29 | 18 | 108.9 | 108.9 | 758 | 6.9605
2011 | 9 | 29 | 19 | 106.5 | 106.5 | 742 | 6.9671
2011 | 9 | 29 | 20 | 100.9 | 100.9 | 703 | 6.9673
2011 | 9 | 29 | 21 | 80.4 | 80.4 | 563 | 7.0025
2011 | 9 | 29 | 22 | 75.7 | 75.7 | 539 | 7.1202
2011 | 9 | 29 | 23 | 69.6 | 69.6 | 498 | 7.1552
2011 | 9 | 29 | 24 | 64 | 64 | 457 | 7.1406
2011 | 9 | 30 | 1 | 26.4 | 26.4 | 187 | 7.0833
2011 | 9 | 30 | 2 | 24.3 | 24.3 | 173 | 7.1193
2011 | 9 | 30 | 3 | 12.5 | 12.5 | 87 | 6.96
2011 | 9 | 30 | 4 | 17.6 | 17.6 | 126 | 7.1591
2011 | 9 | 30 | 5 | 52.8 | 52.8 | 380 | 7.197
2011 | 9 | 30 | 6 | 45.4 | 45.4 | 327 | 7.2026
2011 | 9 | 30 | 7 | 82.4 | 82.4 | 581 | 7.051
2011 | 9 | 30 | 8 | 70.7 | 70.7 | 502 | 7.1004
2011 | 9 | 30 | 9 | 92.7 | 92.7 | 656 | 7.0766
2011 | 9 | 30 | 10 | 92.1 | 92.1 | 650 | 7.0575
2011 | 9 | 30 | 11 | 85.2 | 85.2 | 604 | 7.0892
2011 | 9 | 30 | 12 | 93.9 | 93.9 | 663 | 7.0607
2011 | 9 | 30 | 13 | 108.6 | 108.6 | 756 | 6.9613
2011 | 9 | 30 | 14 | 118.5 | 118.5 | 819 | 6.9114
2011 | 9 | 30 | 15 | 113.7 | 113.7 | 787 | 6.9217
2011 | 9 | 30 | 16 | 106.6 | 106.6 | 741 | 6.9512
2011 | 9 | 30 | 17 | 97 | 97 | 673 | 6.9381
2011 | 9 | 30 | 18 | 103.6 | 103.6 | 725 | 6.9981
2011 | 9 | 30 | 19 | 105.8 | 105.8 | 740 | 6.9943
2011 | 9 | 30 | 20 | 100.9 | 100.9 | 704 | 6.9772
2011 | 9 | 30 | 21 | 92.3 | 92.3 | 650 | 7.0423
2011 | 9 | 30 | 22 | 90.8 | 90.8 | 640 | 7.0485
2011 | 9 | 30 | 23 | 75.2 | 75.2 | 536 | 7.1277
2011 | 9 | 30 | 24 | 53.7 | 53.7 | 384 | 7.1508
2011 | 10 | 1 | 1 | 33.6 | 33.6 | 248 | 7.381
2011 | 10 | 1 | 2 | 19.9 | 19.9 | 143 | 7.1859
2011 | 10 | 1 | 3 | 12.6 | 12.6 | 85 | 6.746
2011 | 10 | 1 | 4 | 52.2 | 52.2 | 378 | 7.2414
2011 | 10 | 1 | 5 | 38.5 | 38.5 | 278 | 7.2208
2011 | 10 | 1 | 6 | 48.5 | 48.5 | 352 | 7.2577
2011 | 10 | 1 | 7 | 54.4 | 54.4 | 396 | 7.2794
2011 | 10 | 1 | 8 | 95 | 95 | 672 | 7.0737
2011 | 10 | 1 | 9 | 79.6 | 79.6 | 568 | 7.1357
2011 | 10 | 1 | 10 | 64.8 | 64.8 | 458 | 7.0679
2011 | 10 | 1 | 11 | 73.8 | 73.8 | 526 | 7.1274
2011 | 10 | 1 | 12 | 75.9 | 75.9 | 539 | 7.1014
2011 | 10 | 1 | 13 | 54.6 | 54.6 | 388 | 7.1062
2011 | 10 | 1 | 14 | 51 | 51 | 341 | 6.6863
2011 | 10 | 1 | 15 | 67.7 | 67.7 | 483 | 7.1344
2011 | 10 | 1 | 16 | 60.7 | 60.7 | 437 | 7.1993
2011 | 10 | 1 | 17 | 63.6 | 63.6 | 456 | 7.1698
2011 | 10 | 1 | 18 | 65.6 | 65.6 | 467 | 7.1189
2011 | 10 | 1 | 19 | 74.8 | 74.8 | 535 | 7.1524
2011 | 10 | 1 | 20 | 71.9 | 71.9 | 511 | 7.1071
2011 | 10 | 1 | 21 | 89.6 | 89.6 | 633 | 7.0647
2011 | 10 | 1 | 22 | 78.5 | 78.5 | 558 | 7.1083
2011 | 10 | 1 | 23 | 60.1 | 60.1 | 433 | 7.2047
2011 | 10 | 1 | 24 | 25.5 | 25.5 | 181 | 7.098
2011 | 10 | 2 | 1 | 11.8 | 11.8 | 84 | 7.1186
2011 | 10 | 2 | 2 | 26.7 | 26.7 | 192 | 7.191
2011 | 10 | 2 | 3 | 65.1 | 65.1 | 473 | 7.2657
2011 | 10 | 2 | 4 | 74.1 | 74.1 | 534 | 7.2065
2011 | 10 | 2 | 5 | 51.3 | 51.3 | 367 | 7.154
2011 | 10 | 2 | 6 | 49.1 | 49.1 | 360 | 7.332
2011 | 10 | 2 | 7 | 91.4 | 91.4 | 654 | 7.1554
2011 | 10 | 2 | 8 | 73.5 | 73.5 | 523 | 7.1156
2011 | 10 | 2 | 9 | 56.9 | 56.9 | 407 | 7.1529
2011 | 10 | 2 | 10 | 85.4 | 85.4 | 606 | 7.096
2011 | 10 | 2 | 11 | 121.8 | 121.8 | 834 | 6.8473
2011 | 10 | 2 | 12 | 89.6 | 89.6 | 628 | 7.0089
2011 | 10 | 2 | 13 | 70 | 70 | 487 | 6.9571
2011 | 10 | 2 | 14 | 33 | 33 | 236 | 7.1515
2011 | 10 | 2 | 15 | 23.8 | 23.8 | 170 | 7.1429
2011 | 10 | 2 | 16 | 37.5 | 37.5 | 268 | 7.1467
2011 | 10 | 2 | 17 | 85.7 | 85.7 | 607 | 7.0828
2011 | 10 | 2 | 18 | 88.8 | 88.8 | 622 | 7.0045
2011 | 10 | 2 | 19 | 80.4 | 80.4 | 567 | 7.0522
2011 | 10 | 2 | 20 | 64.8 | 64.8 | 464 | 7.1605
2011 | 10 | 2 | 21 | 51.5 | 51.5 | 373 | 7.2427
2011 | 10 | 2 | 22 | 41.1 | 41.1 | 296 | 7.2019
2011 | 10 | 2 | 23 | 22.4 | 22.4 | 161 | 7.1875
2011 | 10 | 2 | 24 | 30.5 | 30.5 | 221 | 7.2459
2011 | 10 | 3 | 1 | 49.2 | 49.2 | 355 | 7.2154
2011 | 10 | 3 | 2 | 47.1 | 47.1 | 340 | 7.2187
2011 | 10 | 3 | 3 | 15.7 | 15.7 | 115 | 7.3248
2011 | 10 | 3 | 4 | 38.7 | 38.7 | 284 | 7.3385
2011 | 10 | 3 | 5 | 43.4 | 43.4 | 314 | 7.235
2011 | 10 | 3 | 6 | 49.2 | 49.2 | 357 | 7.2561
2011 | 10 | 3 | 7 | 78.1 | 78.1 | 557 | 7.1319
2011 | 10 | 3 | 8 | 90.1 | 90.1 | 637 | 7.0699
2011 | 10 | 3 | 9 | 80.4 | 80.4 | 570 | 7.0896
2011 | 10 | 3 | 10 | 70 | 70 | 499 | 7.1286
2011 | 10 | 3 | 11 | 89.8 | 89.8 | 633 | 7.049
2011 | 10 | 3 | 12 | 84 | 84 | 593 | 7.0595
2011 | 10 | 3 | 13 | 114.1 | 114.1 | 794 | 6.9588
2011 | 10 | 3 | 14 | 113.6 | 113.6 | 788 | 6.9366
2011 | 10 | 3 | 15 | 97.1 | 97.1 | 676 | 6.9619
2011 | 10 | 3 | 16 | 96.8 | 96.8 | 681 | 7.0351
2011 | 10 | 3 | 17 | 103.6 | 103.6 | 725 | 6.9981
2011 | 10 | 3 | 18 | 106.8 | 106.8 | 747 | 6.9944
2011 | 10 | 3 | 19 | 119 | 119 | 822 | 6.9076
2011 | 10 | 3 | 20 | 128.5 | 128.5 | 873 | 6.7938
2011 | 10 | 3 | 21 | 92.6 | 92.6 | 650 | 7.0194
2011 | 10 | 3 | 22 | 80.4 | 80.4 | 570 | 7.0896
2011 | 10 | 3 | 23 | 65.4 | 65.4 | 472 | 7.2171
2011 | 10 | 3 | 24 | 37 | 37 | 268 | 7.2432
2011 | 10 | 4 | 1 | 42.4 | 42.4 | 307 | 7.2406
2011 | 10 | 4 | 2 | 26.9 | 26.9 | 199 | 7.3978
2011 | 10 | 4 | 3 | 41.9 | 41.9 | 306 | 7.3031
2011 | 10 | 4 | 4 | 59.8 | 59.8 | 432 | 7.2241
2011 | 10 | 4 | 5 | 58.9 | 58.9 | 425 | 7.2156
2011 | 10 | 4 | 6 | 48.8 | 48.8 | 354 | 7.2541
2011 | 10 | 4 | 7 | 51.7 | 51.7 | 376 | 7.2727
2011 | 10 | 4 | 8 | 41.9 | 41.9 | 302 | 7.2076
2011 | 10 | 4 | 9 | 67.5 | 67.5 | 486 | 7.2
2011 | 10 | 4 | 10 | 89.2 | 89.2 | 625 | 7.0067
2011 | 10 | 4 | 11 | 115 | 115 | 806 | 7.0087
2011 | 10 | 4 | 12 | 106.1 | 106.1 | 740 | 6.9746
2011 | 10 | 4 | 13 | 101.5 | 101.5 | 716 | 7.0542
2011 | 10 | 4 | 14 | 82.2 | 82.2 | 579 | 7.0438
2011 | 10 | 4 | 15 | 70.2 | 70.2 | 495 | 7.0513
2011 | 10 | 4 | 16 | 73.1 | 73.1 | 517 | 7.0725
2011 | 10 | 4 | 17 | 83.5 | 83.5 | 593 | 7.1018
2011 | 10 | 4 | 18 | 99.4 | 99.4 | 698 | 7.0221
2011 | 10 | 4 | 19 | 93.4 | 93.4 | 659 | 7.0557
2011 | 10 | 4 | 20 | 94.2 | 94.2 | 664 | 7.0488
2011 | 10 | 4 | 21 | 81.2 | 81.2 | 574 | 7.069
2011 | 10 | 4 | 22 | 67.9 | 67.9 | 481 | 7.0839
2011 | 10 | 4 | 23 | 69.9 | 69.9 | 502 | 7.1817
2011 | 10 | 4 | 24 | 51.2 | 51.2 | 362 | 7.0703
2011 | 10 | 5 | 1 | 59.4 | 59.4 | 429 | 7.2222
2011 | 10 | 5 | 2 | 24.4 | 24.4 | 177 | 7.2541
2011 | 10 | 5 | 3 | 16.2 | 16.2 | 116 | 7.1605
2011 | 10 | 5 | 4 | 33.5 | 33.5 | 246 | 7.3433
2011 | 10 | 5 | 5 | 53.7 | 53.7 | 389 | 7.2439
2011 | 10 | 5 | 6 | 64.8 | 64.8 | 463 | 7.1451
2011 | 10 | 5 | 7 | 80.3 | 80.3 | 571 | 7.1108
2011 | 10 | 5 | 8 | 90.9 | 90.9 | 644 | 7.0847
2011 | 10 | 5 | 9 | 93.7 | 93.7 | 660 | 7.0438
2011 | 10 | 5 | 10 | 82.6 | 82.6 | 586 | 7.0944
2011 | 10 | 5 | 11 | 81.2 | 81.2 | 579 | 7.1305
2011 | 10 | 5 | 12 | 80.1 | 80.1 | 572 | 7.1411
2011 | 10 | 5 | 13 | 81.7 | 81.7 | 582 | 7.1236
2011 | 10 | 5 | 14 | 85.5 | 85.5 | 606 | 7.0877
2011 | 10 | 5 | 15 | 80.8 | 80.8 | 575 | 7.1163
2011 | 10 | 5 | 16 | 77.9 | 77.9 | 556 | 7.1374
2011 | 10 | 5 | 17 | 77.2 | 77.2 | 549 | 7.1114
2011 | 10 | 5 | 18 | 79.3 | 79.3 | 565 | 7.1248
2011 | 10 | 5 | 19 | 87.2 | 87.2 | 617 | 7.0757
2011 | 10 | 5 | 20 | 85.2 | 85.2 | 601 | 7.054
2011 | 10 | 5 | 21 | 81.3 | 81.3 | 578 | 7.1095
2011 | 10 | 5 | 22 | 101 | 101 | 709 | 7.0198
2011 | 10 | 5 | 23 | 82.7 | 82.7 | 586 | 7.0859
2011 | 10 | 5 | 24 | 55.1 | 55.1 | 396 | 7.1869
2011 | 10 | 6 | 1 | 40.1 | 40.1 | 290 | 7.2319
2011 | 10 | 6 | 2 | 14.3 | 14.3 | 101 | 7.0629
2011 | 10 | 6 | 3 | 21.4 | 21.4 | 154 | 7.1963
2011 | 10 | 6 | 4 | 32.9 | 32.9 | 239 | 7.2644
2011 | 10 | 6 | 5 | 52.9 | 52.9 | 382 | 7.2212
2011 | 10 | 6 | 6 | 51.9 | 51.9 | 373 | 7.1869
2011 | 10 | 6 | 7 | 58.8 | 58.8 | 421 | 7.1599
2011 | 10 | 6 | 8 | 60.3 | 60.3 | 429 | 7.1144
2011 | 10 | 6 | 9 | 58.9 | 58.9 | 423 | 7.1817
2011 | 10 | 6 | 10 | 99 | 99 | 693 | 7
2011 | 10 | 6 | 11 | 106 | 106 | 735 | 6.934
2011 | 10 | 6 | 12 | 92.3 | 92.3 | 649 | 7.0314
2011 | 10 | 6 | 13 | 92.2 | 92.2 | 651 | 7.0607
2011 | 10 | 6 | 14 | 82.4 | 82.4 | 587 | 7.1238
2011 | 10 | 6 | 15 | 73.6 | 73.6 | 520 | 7.0652
2011 | 10 | 6 | 16 | 55.9 | 55.9 | 400 | 7.1556
2011 | 10 | 6 | 17 | 60 | 60 | 430 | 7.1667
2011 | 10 | 6 | 18 | 57 | 57 | 409 | 7.1754
2011 | 10 | 6 | 19 | 76.4 | 76.4 | 545 | 7.1335
2011 | 10 | 6 | 20 | 99.2 | 99.2 | 697 | 7.0262
2011 | 10 | 6 | 21 | 91.3 | 91.3 | 644 | 7.0537
2011 | 10 | 6 | 22 | 90.9 | 90.9 | 644 | 7.0847
2011 | 10 | 6 | 23 | 68.9 | 68.9 | 494 | 7.1698
2011 | 10 | 6 | 24 | 49.2 | 49.2 | 357 | 7.2561
2011 | 10 | 7 | 1 | 40.6 | 40.6 | 294 | 7.2414
2011 | 10 | 7 | 2 | 24 | 24 | 173 | 7.2083
2011 | 10 | 7 | 3 | 12.3 | 12.3 | 84 | 6.8293
2011 | 10 | 7 | 4 | 16.1 | 16.1 | 114 | 7.0807
2011 | 10 | 7 | 5 | 22.6 | 22.6 | 164 | 7.2566
2011 | 10 | 7 | 6 | 41.1 | 41.1 | 299 | 7.2749
2011 | 10 | 7 | 7 | 59.3 | 59.3 | 424 | 7.1501
2011 | 10 | 7 | 8 | 86.8 | 86.8 | 614 | 7.0737
2011 | 10 | 7 | 9 | 96.1 | 96.1 | 677 | 7.0447
2011 | 10 | 7 | 10 | 88.5 | 88.5 | 625 | 7.0621
2011 | 10 | 7 | 11 | 90.1 | 90.1 | 640 | 7.1032
2011 | 10 | 7 | 12 | 87.8 | 87.8 | 625 | 7.1185
2011 | 10 | 7 | 13 | 74 | 74 | 526 | 7.1081
2011 | 10 | 7 | 14 | 65.6 | 65.6 | 473 | 7.2104
2011 | 10 | 7 | 15 | 60.6 | 60.6 | 434 | 7.1617
2011 | 10 | 7 | 16 | 83.3 | 83.3 | 596 | 7.1549
2011 | 10 | 7 | 17 | 86.2 | 86.2 | 610 | 7.0766
2011 | 10 | 7 | 18 | 66.2 | 66.2 | 472 | 7.1299
2011 | 10 | 7 | 19 | 70.6 | 70.6 | 504 | 7.1388
2011 | 10 | 7 | 20 | 81 | 81 | 573 | 7.0741
2011 | 10 | 7 | 21 | 56.4 | 56.4 | 406 | 7.1986
2011 | 10 | 7 | 22 | 79.1 | 79.1 | 564 | 7.1302
2011 | 10 | 7 | 24 | 81 | 81 | 572 | 7.0617
2011 | 10 | 8 | 1 | 60.6 | 60.6 | 434 | 7.1617
2011 | 10 | 8 | 2 | 50.8 | 50.8 | 363 | 7.1457
2011 | 10 | 8 | 3 | 38.8 | 38.8 | 281 | 7.2423
2011 | 10 | 8 | 4 | 35.4 | 35.4 | 255 | 7.2034
2011 | 10 | 8 | 5 | 62.9 | 62.9 | 452 | 7.186
2011 | 10 | 8 | 6 | 67.7 | 67.7 | 487 | 7.1935
2011 | 10 | 8 | 7 | 91.6 | 91.6 | 644 | 7.0306
2011 | 10 | 8 | 8 | 64.1 | 64.1 | 457 | 7.1295
2011 | 10 | 8 | 9 | 96.1 | 96.1 | 679 | 7.0656
2011 | 10 | 8 | 10 | 110.2 | 110.2 | 769 | 6.9782
2011 | 10 | 8 | 11 | 110.8 | 110.8 | 770 | 6.9495
2011 | 10 | 8 | 12 | 103.5 | 103.5 | 727 | 7.0242
2011 | 10 | 8 | 13 | 99.6 | 99.6 | 702 | 7.0482
2011 | 10 | 8 | 14 | 94 | 94 | 663 | 7.0532
2011 | 10 | 8 | 15 | 94 | 94 | 528 | 5.617
2011 | 10 | 8 | 16 | 68.2 | 68.2 | 489 | 7.1701
2011 | 10 | 8 | 17 | 71.9 | 71.9 | 511 | 7.1071
2011 | 10 | 8 | 18 | 82.8 | 82.8 | 587 | 7.0894
2011 | 10 | 8 | 19 | 96.6 | 96.6 | 678 | 7.0186
2011 | 10 | 8 | 20 | 101.6 | 101.6 | 710 | 6.9882
2011 | 10 | 8 | 21 | 91.8 | 91.8 | 649 | 7.0697
2011 | 10 | 8 | 22 | 97.8 | 97.8 | 689 | 7.045
2011 | 10 | 8 | 23 | 76.7 | 76.7 | 542 | 7.0665
2011 | 10 | 8 | 24 | 57.5 | 57.5 | 409 | 7.113
2011 | 10 | 9 | 1 | 57.8 | 57.8 | 418 | 7.2318
2011 | 10 | 9 | 2 | 53.3 | 53.3 | 383 | 7.1857
2011 | 10 | 9 | 3 | 50.8 | 50.8 | 368 | 7.2441
2011 | 10 | 9 | 4 | 25.3 | 25.3 | 182 | 7.1937
2011 | 10 | 9 | 5 | 41.8 | 41.8 | 303 | 7.2488
2011 | 10 | 9 | 6 | 62.2 | 62.2 | 447 | 7.1865
2011 | 10 | 9 | 7 | 61.2 | 61.2 | 440 | 7.1895
2011 | 10 | 9 | 8 | 74.3 | 74.3 | 531 | 7.1467
2011 | 10 | 9 | 9 | 52.4 | 52.4 | 374 | 7.1374
2011 | 10 | 9 | 10 | 48.5 | 48.5 | 347 | 7.1546
2011 | 10 | 9 | 11 | 68.6 | 68.6 | 493 | 7.1866
2011 | 10 | 9 | 12 | 98.5 | 98.5 | 692 | 7.0254
2011 | 10 | 9 | 13 | 106.8 | 106.8 | 743 | 6.9569
2011 | 10 | 9 | 14 | 92.3 | 92.3 | 647 | 7.0098
2011 | 10 | 9 | 15 | 90.7 | 90.7 | 639 | 7.0452
2011 | 10 | 9 | 16 | 82.4 | 82.4 | 584 | 7.0874
2011 | 10 | 9 | 17 | 58.9 | 58.9 | 419 | 7.1138
2011 | 10 | 9 | 18 | 28.9 | 28.9 | 203 | 7.0242
2011 | 10 | 9 | 19 | 47.8 | 47.8 | 342 | 7.1548
2011 | 10 | 9 | 20 | 85.1 | 85.1 | 601 | 7.0623
2011 | 10 | 9 | 21 | 115.5 | 115.5 | 799 | 6.9177
2011 | 10 | 9 | 22 | 117.6 | 117.6 | 813 | 6.9133
2011 | 10 | 9 | 23 | 98.9 | 98.9 | 690 | 6.9767
2011 | 10 | 9 | 24 | 54.8 | 54.8 | 394 | 7.1898
2011 | 10 | 10 | 1 | 25.7 | 25.7 | 183 | 7.1206
2011 | 10 | 10 | 2 | 12 | 12 | 84 | 7
2011 | 10 | 10 | 3 | 12.4 | 12.4 | 85 | 6.8548
2011 | 10 | 10 | 4 | 43.7 | 43.7 | 316 | 7.2311
2011 | 10 | 10 | 5 | 79.5 | 79.5 | 568 | 7.1447
2011 | 10 | 10 | 6 | 88 | 88 | 620 | 7.0455
2011 | 10 | 10 | 7 | 83.5 | 83.5 | 591 | 7.0778
2011 | 10 | 10 | 8 | 83.3 | 83.3 | 588 | 7.0588
2011 | 10 | 10 | 9 | 90 | 90 | 634 | 7.0444
2011 | 10 | 10 | 10 | 108.5 | 108.5 | 754 | 6.9493
2011 | 10 | 10 | 11 | 117.9 | 117.9 | 810 | 6.8702
2011 | 10 | 10 | 12 | 112.5 | 112.5 | 776 | 6.8978
2011 | 10 | 10 | 13 | 112.5 | 112.5 | 838 | 7.4489
2011 | 10 | 10 | 14 | 126.4 | 126.4 | 864 | 6.8354
2011 | 10 | 10 | 15 | 130.5 | 130.5 | 880 | 6.7433
2011 | 10 | 10 | 16 | 120.5 | 120.5 | 825 | 6.8465
2011 | 10 | 10 | 17 | 89.8 | 89.8 | 631 | 7.0267
2011 | 10 | 10 | 18 | 74.1 | 74.1 | 527 | 7.112
2011 | 10 | 10 | 19 | 38 | 38 | 269 | 7.0789
2011 | 10 | 10 | 20 | 24 | 24 | 169 | 7.0417
2011 | 10 | 10 | 21 | 59.3 | 59.3 | 425 | 7.1669
2011 | 10 | 10 | 22 | 84.4 | 84.4 | 601 | 7.1209
2011 | 10 | 10 | 23 | 104.4 | 104.4 | 733 | 7.0211
2011 | 10 | 10 | 24 | 47.3 | 47.3 | 331 | 6.9979
2011 | 10 | 11 | 1 | 28.2 | 28.2 | 203 | 7.1986
2011 | 10 | 11 | 2 | 21.2 | 21.2 | 152 | 7.1698
2011 | 10 | 11 | 3 | 11.8 | 11.8 | 82 | 6.9492
2011 | 10 | 11 | 4 | 25.2 | 25.2 | 180 | 7.1429
2011 | 10 | 11 | 5 | 21.6 | 21.6 | 155 | 7.1759
2011 | 10 | 11 | 6 | 72.1 | 72.1 | 511 | 7.0874
2011 | 10 | 11 | 7 | 104.6 | 104.6 | 729 | 6.9694
2011 | 10 | 11 | 8 | 103 | 103 | 718 | 6.9709
2011 | 10 | 11 | 9 | 75.5 | 75.5 | 536 | 7.0993
2011 | 10 | 11 | 10 | 82.4 | 82.4 | 585 | 7.0995
2011 | 10 | 11 | 12 | 114.5 | 114.5 | 797 | 6.9607
2011 | 10 | 11 | 13 | 101.6 | 101.6 | 712 | 7.0079
2011 | 10 | 11 | 14 | 64.8 | 64.8 | 459 | 7.0833
2011 | 10 | 11 | 15 | 65.4 | 65.4 | 471 | 7.2018
2011 | 10 | 11 | 16 | 72.4 | 72.4 | 520 | 7.1823
2011 | 10 | 11 | 17 | 86.8 | 86.8 | 617 | 7.1083
2011 | 10 | 11 | 18 | 109 | 109 | 767 | 7.0367
2011 | 10 | 11 | 19 | 105.8 | 105.8 | 738 | 6.9754
2011 | 10 | 11 | 20 | 111.2 | 111.2 | 773 | 6.9514
2011 | 10 | 11 | 21 | 77.5 | 77.5 | 549 | 7.0839
2011 | 10 | 11 | 22 | 89.3 | 89.3 | 635 | 7.1109
2011 | 10 | 11 | 23 | 90.5 | 90.5 | 642 | 7.0939
2011 | 10 | 11 | 24 | 69.1 | 69.1 | 493 | 7.1346
2011 | 10 | 12 | 1 | 51.9 | 51.9 | 377 | 7.264
2011 | 10 | 12 | 2 | 39.3 | 39.3 | 284 | 7.2265
2011 | 10 | 12 | 3 | 35.8 | 35.8 | 262 | 7.3184
2011 | 10 | 12 | 4 | 55.2 | 55.2 | 399 | 7.2283
2011 | 10 | 12 | 5 | 74 | 74 | 535 | 7.2297
2011 | 10 | 12 | 6 | 96.9 | 96.9 | 682 | 7.0382
2011 | 10 | 12 | 7 | 78.6 | 78.6 | 558 | 7.0992
2011 | 10 | 12 | 8 | 84.9 | 84.9 | 605 | 7.126
2011 | 10 | 12 | 9 | 92 | 92 | 649 | 7.0543
2011 | 10 | 12 | 10 | 116.2 | 116.2 | 809 | 6.9621
2011 | 10 | 12 | 11 | 123.5 | 123.5 | 850 | 6.8826
2011 | 10 | 12 | 12 | 122.1 | 122.1 | 845 | 6.9206
2011 | 10 | 12 | 13 | 103.8 | 103.8 | 727 | 7.0039
2011 | 10 | 12 | 14 | 95.5 | 95.5 | 676 | 7.0785
2011 | 10 | 12 | 15 | 96.6 | 96.6 | 684 | 7.0807
2011 | 10 | 12 | 16 | 99.6 | 99.6 | 707 | 7.0984
2011 | 10 | 12 | 17 | 110.7 | 110.7 | 775 | 7.0009
2011 | 10 | 12 | 18 | 123.2 | 123.2 | 850 | 6.8994
2011 | 10 | 12 | 19 | 133.5 | 133.5 | 903 | 6.764
2011 | 10 | 12 | 20 | 124.9 | 124.9 | 853 | 6.8295
2011 | 10 | 12 | 21 | 132.5 | 132.5 | 898 | 6.7774
2011 | 10 | 12 | 22 | 108.9 | 108.9 | 755 | 6.933
2011 | 10 | 12 | 23 | 97.7 | 97.7 | 693 | 7.0931
2011 | 10 | 12 | 24 | 84.5 | 84.5 | 602 | 7.1243
2011 | 10 | 13 | 1 | 66.8 | 66.8 | 476 | 7.1257
2011 | 10 | 13 | 2 | 57.9 | 57.9 | 420 | 7.2539
2011 | 10 | 13 | 3 | 50.9 | 50.9 | 369 | 7.2495
2011 | 10 | 13 | 4 | 60.5 | 60.5 | 438 | 7.2397
2011 | 10 | 13 | 5 | 78.2 | 78.2 | 564 | 7.2123
2011 | 10 | 13 | 6 | 85.1 | 85.1 | 605 | 7.1093
2011 | 10 | 13 | 7 | 88.9 | 88.9 | 628 | 7.0641
2011 | 10 | 13 | 8 | 97.1 | 97.1 | 684 | 7.0443
2011 | 10 | 13 | 9 | 137.2 | 137.2 | 929 | 6.7711
2011 | 10 | 13 | 10 | 138.4 | 138.4 | 931 | 6.7269
2011 | 10 | 13 | 11 | 137.5 | 137.5 | 925 | 6.7273
2011 | 10 | 13 | 12 | 121.4 | 121.4 | 831 | 6.8451
2011 | 10 | 13 | 13 | 124.7 | 124.7 | 855 | 6.8565
2011 | 10 | 13 | 14 | 117.9 | 117.9 | 810 | 6.8702
2011 | 10 | 13 | 15 | 107.1 | 107.1 | 745 | 6.9561
2011 | 10 | 13 | 16 | 110.5 | 110.5 | 769 | 6.9593
2011 | 10 | 13 | 17 | 96.1 | 96.1 | 673 | 7.0031
2011 | 10 | 13 | 18 | 107.4 | 107.4 | 748 | 6.9646
2011 | 10 | 13 | 19 | 115.2 | 115.2 | 786 | 6.8229
2011 | 10 | 13 | 20 | 149.3 | 149.3 | 978 | 6.5506
2011 | 10 | 13 | 21 | 154.9 | 154.9 | 1005 | 6.4881
2011 | 10 | 13 | 22 | 135.8 | 135.8 | 906 | 6.6716
2011 | 10 | 13 | 23 | 89.5 | 89.5 | 623 | 6.9609
2011 | 10 | 13 | 24 | 55.1 | 55.1 | 395 | 7.1688
2011 | 10 | 14 | 1 | 43.9 | 43.9 | 317 | 7.221
2011 | 10 | 14 | 2 | 12.9 | 12.9 | 89 | 6.8992
2011 | 10 | 14 | 3 | 46.1 | 46.1 | 332 | 7.2017
2011 | 10 | 14 | 4 | 74.9 | 74.9 | 538 | 7.1829
2011 | 10 | 14 | 5 | 57.6 | 57.6 | 410 | 7.1181
2011 | 10 | 14 | 6 | 52.2 | 52.2 | 377 | 7.2222
2011 | 10 | 14 | 7 | 81.5 | 81.5 | 575 | 7.0552
2011 | 10 | 14 | 8 | 83.6 | 83.6 | 587 | 7.0215
2011 | 10 | 14 | 9 | 107.8 | 107.8 | 744 | 6.9017
2011 | 10 | 14 | 10 | 89.4 | 89.4 | 623 | 6.9687
2011 | 10 | 14 | 11 | 105.2 | 105.2 | 735 | 6.9867
2011 | 10 | 14 | 12 | 92.1 | 92.1 | 647 | 7.025
2011 | 10 | 14 | 13 | 89.9 | 89.9 | 632 | 7.03
2011 | 10 | 14 | 14 | 86.8 | 86.8 | 611 | 7.0392
2011 | 10 | 14 | 15 | 95.4 | 95.4 | 671 | 7.0335
2011 | 10 | 14 | 16 | 109.9 | 109.9 | 765 | 6.9609
2011 | 10 | 14 | 17 | 106 | 106 | 738 | 6.9623
2011 | 10 | 14 | 18 | 114.8 | 114.8 | 794 | 6.9164
2011 | 10 | 14 | 19 | 117.3 | 117.3 | 806 | 6.8713
2011 | 10 | 14 | 20 | 101.1 | 101.1 | 704 | 6.9634
2011 | 10 | 14 | 21 | 91.5 | 91.5 | 644 | 7.0383
2011 | 10 | 14 | 22 | 86.4 | 86.4 | 609 | 7.0486
2011 | 10 | 14 | 23 | 88.9 | 88.9 | 626 | 7.0416
2011 | 10 | 14 | 24 | 75.3 | 75.3 | 538 | 7.1448
2011 | 10 | 15 | 1 | 94.4 | 94.4 | 666 | 7.0551
2011 | 10 | 15 | 2 | 58.5 | 58.5 | 418 | 7.1453
2011 | 10 | 15 | 3 | 23.2 | 23.2 | 166 | 7.1552
2011 | 10 | 15 | 4 | 12.6 | 12.6 | 87 | 6.9048
2011 | 10 | 15 | 5 | 23.3 | 23.3 | 166 | 7.1245
2011 | 10 | 15 | 6 | 28 | 28 | 200 | 7.1429
2011 | 10 | 15 | 7 | 32.6 | 32.6 | 235 | 7.2086
2011 | 10 | 15 | 8 | 106 | 106 | 736 | 6.9434
2011 | 10 | 15 | 9 | 54.3 | 54.3 | 373 | 6.8692
2011 | 10 | 15 | 10 | 72.1 | 72.1 | 512 | 7.1012
2011 | 10 | 15 | 11 | 91.5 | 91.5 | 649 | 7.0929
2011 | 10 | 15 | 12 | 104 | 104 | 729 | 7.0096
2011 | 10 | 15 | 13 | 42.1 | 42.1 | 290 | 6.8884
2011 | 10 | 15 | 14 | 36.3 | 36.3 | 261 | 7.1901
2011 | 10 | 15 | 15 | 85.3 | 85.3 | 609 | 7.1395
2011 | 10 | 15 | 16 | 74.7 | 74.7 | 532 | 7.1218
2011 | 10 | 15 | 17 | 63.5 | 63.5 | 457 | 7.1969
2011 | 10 | 15 | 18 | 48.5 | 48.5 | 351 | 7.2371
2011 | 10 | 15 | 19 | 67.2 | 67.2 | 482 | 7.1726
2011 | 10 | 15 | 20 | 68.6 | 68.6 | 489 | 7.1283
2011 | 10 | 15 | 21 | 85.2 | 85.2 | 605 | 7.1009
2011 | 10 | 15 | 22 | 83.2 | 83.2 | 590 | 7.0913
2011 | 10 | 15 | 23 | 77.4 | 77.4 | 548 | 7.0801
2011 | 10 | 15 | 24 | 48.6 | 48.6 | 346 | 7.1193
2011 | 10 | 16 | 1 | 51.1 | 51.1 | 372 | 7.2798
2011 | 10 | 16 | 2 | 49.8 | 49.8 | 357 | 7.1687
2011 | 10 | 16 | 3 | 20.2 | 20.2 | 145 | 7.1782
2011 | 10 | 16 | 4 | 38.4 | 38.4 | 278 | 7.2396
2011 | 10 | 16 | 5 | 54.3 | 54.3 | 391 | 7.2007
2011 | 10 | 16 | 6 | 51 | 51 | 365 | 7.1569
2011 | 10 | 16 | 7 | 45.8 | 45.8 | 329 | 7.1834
2011 | 10 | 16 | 8 | 63.8 | 63.8 | 454 | 7.116
2011 | 10 | 16 | 9 | 30.3 | 30.3 | 213 | 7.0297
2011 | 10 | 16 | 10 | 19.4 | 19.4 | 136 | 7.0103
2011 | 10 | 16 | 11 | 68.6 | 68.6 | 493 | 7.1866
2011 | 10 | 16 | 12 | 62.1 | 62.1 | 447 | 7.1981
2011 | 10 | 16 | 13 | 59.3 | 59.3 | 420 | 7.0826
2011 | 10 | 16 | 14 | 24.5 | 24.5 | 172 | 7.0204
2011 | 10 | 16 | 15 | 88.9 | 88.9 | 628 | 7.0641
2011 | 10 | 16 | 16 | 94.9 | 94.9 | 665 | 7.0074
2011 | 10 | 16 | 17 | 70.6 | 70.6 | 501 | 7.0963
2011 | 10 | 16 | 18 | 27.7 | 27.7 | 200 | 7.2202
2011 | 10 | 16 | 19 | 32.9 | 32.9 | 237 | 7.2036
2011 | 10 | 16 | 20 | 60.8 | 60.8 | 436 | 7.1711
2011 | 10 | 16 | 21 | 90.8 | 90.8 | 638 | 7.0264
2011 | 10 | 16 | 22 | 74.4 | 74.4 | 531 | 7.1371
2011 | 10 | 16 | 23 | 78.6 | 78.6 | 562 | 7.1501
2011 | 10 | 16 | 24 | 51.7 | 51.7 | 366 | 7.0793
2011 | 10 | 17 | 1 | 47.1 | 47.1 | 336 | 7.1338
2011 | 10 | 17 | 2 | 18.8 | 18.8 | 131 | 6.9681
2011 | 10 | 17 | 3 | 18.4 | 18.4 | 133 | 7.2283
2011 | 10 | 17 | 4 | 27 | 27 | 190 | 7.037
2011 | 10 | 17 | 5 | 60.6 | 60.6 | 437 | 7.2112
2011 | 10 | 17 | 6 | 78.8 | 78.8 | 556 | 7.0558
2011 | 10 | 17 | 7 | 92.6 | 92.6 | 649 | 7.0086
2011 | 10 | 17 | 8 | 107.4 | 107.4 | 740 | 6.8901
2011 | 10 | 17 | 9 | 89 | 89 | 621 | 6.9775
2011 | 10 | 17 | 10 | 114.4 | 114.4 | 795 | 6.9493
2011 | 10 | 17 | 11 | 125.5 | 125.5 | 858 | 6.8367
2011 | 10 | 17 | 12 | 87.1 | 87.1 | 610 | 7.0034
2011 | 10 | 17 | 13 | 83.9 | 83.9 | 592 | 7.056
2011 | 10 | 17 | 14 | 109.3 | 109.3 | 765 | 6.9991
2011 | 10 | 17 | 15 | 127.6 | 127.6 | 875 | 6.8574
2011 | 10 | 17 | 16 | 117.3 | 117.3 | 811 | 6.9139
2011 | 10 | 17 | 17 | 110.7 | 110.7 | 771 | 6.9648
2011 | 10 | 17 | 18 | 105.9 | 105.9 | 741 | 6.9972
2011 | 10 | 17 | 19 | 125.5 | 125.5 | 861 | 6.8606
2011 | 10 | 17 | 20 | 114.8 | 114.8 | 795 | 6.9251
2011 | 10 | 17 | 21 | 126.6 | 126.6 | 934 | 7.3776
2011 | 10 | 17 | 22 | 124.5 | 124.5 | 853 | 6.8514
2011 | 10 | 17 | 23 | 133.6 | 133.6 | 910 | 6.8114
2011 | 10 | 17 | 24 | 119 | 119 | 828 | 6.958
2011 | 10 | 18 | 1 | 84.5 | 84.5 | 598 | 7.0769
2011 | 10 | 18 | 2 | 54.1 | 54.1 | 386 | 7.1349
2011 | 10 | 18 | 3 | 12.4 | 12.4 | 87 | 7.0161
2011 | 10 | 18 | 4 | 13.8 | 13.8 | 96 | 6.9565
2011 | 10 | 18 | 5 | 34.4 | 34.4 | 246 | 7.1512
2011 | 10 | 18 | 6 | 89.2 | 89.2 | 625 | 7.0067
2011 | 10 | 18 | 7 | 94.8 | 94.8 | 660 | 6.962
2011 | 10 | 18 | 8 | 134.9 | 134.9 | 911 | 6.7532
2011 | 10 | 18 | 9 | 116.4 | 116.4 | 803 | 6.8986
2011 | 10 | 18 | 10 | 115.5 | 115.5 | 797 | 6.9004
2011 | 10 | 18 | 11 | 104.2 | 104.2 | 726 | 6.9674
2011 | 10 | 18 | 12 | 138.5 | 138.5 | 928 | 6.7004
2011 | 10 | 18 | 13 | 135.5 | 135.5 | 914 | 6.7454
2011 | 10 | 18 | 14 | 142 | 142 | 980 | 6.9014
2011 | 10 | 18 | 15 | 131.6 | 131.6 | 887 | 6.7401
2011 | 10 | 18 | 16 | 118 | 118 | 810 | 6.8644
2011 | 10 | 18 | 17 | 116.8 | 116.8 | 806 | 6.9007
2011 | 10 | 18 | 18 | 102.6 | 102.6 | 719 | 7.0078
2011 | 10 | 18 | 19 | 93.2 | 93.2 | 659 | 7.0708
2011 | 10 | 18 | 20 | 95 | 95 | 661 | 6.9579
2011 | 10 | 18 | 21 | 62.8 | 62.8 | 440 | 7.0064
2011 | 10 | 18 | 22 | 90.4 | 90.4 | 646 | 7.146
2011 | 10 | 18 | 23 | 110.7 | 110.7 | 774 | 6.9919
2011 | 10 | 18 | 24 | 88.5 | 88.5 | 630 | 7.1186
2011 | 10 | 19 | 1 | 95.4 | 95.4 | 677 | 7.0964
2011 | 10 | 19 | 2 | 77.1 | 77.1 | 553 | 7.1725
2011 | 10 | 19 | 3 | 49 | 49 | 352 | 7.1837
2011 | 10 | 19 | 4 | 59.2 | 59.2 | 428 | 7.2297
2011 | 10 | 19 | 5 | 68.6 | 68.6 | 487 | 7.0991
2011 | 10 | 19 | 6 | 85.2 | 85.2 | 596 | 6.9953
2011 | 10 | 19 | 7 | 98.2 | 98.2 | 679 | 6.9145
2011 | 10 | 19 | 8 | 116.7 | 116.7 | 798 | 6.838
2011 | 10 | 19 | 9 | 127.3 | 127.3 | 866 | 6.8028
2011 | 10 | 19 | 10 | 130.5 | 130.5 | 882 | 6.7586
2011 | 10 | 19 | 11 | 125 | 125 | 851 | 6.808
2011 | 10 | 19 | 12 | 92.3 | 92.3 | 640 | 6.9339
2011 | 10 | 19 | 13 | 83.4 | 83.4 | 589 | 7.0624
2011 | 10 | 19 | 14 | 81.2 | 81.2 | 578 | 7.1182
2011 | 10 | 19 | 15 | 96.5 | 96.5 | 686 | 7.1088
2011 | 10 | 19 | 16 | 96 | 96 | 675 | 7.0312
2011 | 10 | 19 | 17 | 54.8 | 54.8 | 386 | 7.0438
2011 | 10 | 19 | 18 | 74.3 | 74.3 | 533 | 7.1736
2011 | 10 | 19 | 19 | 114.5 | 114.5 | 797 | 6.9607
2011 | 10 | 19 | 20 | 125.5 | 125.5 | 855 | 6.8127
2011 | 10 | 19 | 21 | 50.7 | 50.7 | 349 | 6.8836
2011 | 10 | 19 | 22 | 47 | 47 | 339 | 7.2128
2011 | 10 | 19 | 23 | 57.1 | 57.1 | 412 | 7.2154
2011 | 10 | 19 | 24 | 70.4 | 70.4 | 503 | 7.1449
2011 | 10 | 20 | 1 | 68.6 | 68.6 | 471 | 6.8659
2011 | 10 | 20 | 2 | 12.9 | 12.9 | 91 | 7.0543
2011 | 10 | 20 | 3 | 39.9 | 39.9 | 291 | 7.2932
2011 | 10 | 20 | 4 | 15 | 15 | 105 | 7
2011 | 10 | 20 | 5 | 18.2 | 18.2 | 129 | 7.0879
2011 | 10 | 20 | 6 | 33.1 | 33.1 | 239 | 7.2205
2011 | 10 | 20 | 7 | 44.8 | 44.8 | 318 | 7.0982
2011 | 10 | 20 | 8 | 35.5 | 35.5 | 252 | 7.0986
2011 | 10 | 20 | 9 | 48.2 | 48.2 | 346 | 7.1784
2011 | 10 | 20 | 10 | 54 | 54 | 388 | 7.1852
2011 | 10 | 20 | 11 | 52 | 52 | 375 | 7.2115
2011 | 10 | 20 | 12 | 51.5 | 51.5 | 372 | 7.2233
2011 | 10 | 20 | 13 | 85.5 | 85.5 | 611 | 7.1462
2011 | 10 | 20 | 14 | 124.4 | 123.1 | 857 | 6.9618
2011 | 10 | 20 | 15 | 106.7 | 106.7 | 738 | 6.9166
2011 | 10 | 20 | 16 | 93.3 | 93.3 | 566 | 6.0665
2011 | 10 | 20 | 17 | 110.2 | 110.2 | 770 | 6.9873
2011 | 10 | 20 | 18 | 110.4 | 110.4 | 768 | 6.9565
2011 | 10 | 20 | 19 | 91.8 | 91.8 | 646 | 7.037
2011 | 10 | 20 | 20 | 84.5 | 84.5 | 595 | 7.0414
2011 | 10 | 20 | 21 | 109.8 | 109.8 | 770 | 7.0128
2011 | 10 | 20 | 22 | 114.7 | 114.7 | 796 | 6.9398
2011 | 10 | 20 | 23 | 111.3 | 111.3 | 770 | 6.9182
2011 | 10 | 20 | 24 | 83 | 83 | 588 | 7.0843
2011 | 10 | 21 | 1 | 77.9 | 77.9 | 554 | 7.1117
2011 | 10 | 21 | 2 | 55.1 | 55.1 | 392 | 7.1143
2011 | 10 | 21 | 4 | 34.2 | 34.2 | 249 | 7.2807
2011 | 10 | 21 | 5 | 41.3 | 41.3 | 298 | 7.2155
2011 | 10 | 21 | 6 | 63 | 63 | 449 | 7.127
2011 | 10 | 21 | 7 | 67.3 | 67.3 | 478 | 7.1025
2011 | 10 | 21 | 8 | 86 | 86 | 607 | 7.0581
2011 | 10 | 21 | 9 | 77.7 | 77.7 | 551 | 7.0914
2011 | 10 | 21 | 10 | 81.5 | 81.5 | 581 | 7.1288
2011 | 10 | 21 | 11 | 81.9 | 81.9 | 583 | 7.1184
2011 | 10 | 21 | 12 | 65.6 | 65.6 | 472 | 7.1951
2011 | 10 | 21 | 13 | 63.5 | 63.5 | 459 | 7.2283
2011 | 10 | 21 | 14 | 79.6 | 79.6 | 569 | 7.1482
2011 | 10 | 21 | 15 | 90.8 | 90.8 | 645 | 7.1035
2011 | 10 | 21 | 16 | 106.7 | 106.7 | 753 | 7.0572
2011 | 10 | 21 | 17 | 108.1 | 108.1 | 768 | 7.1045
2011 | 10 | 21 | 18 | 77.2 | 77.2 | 546 | 7.0725
2011 | 10 | 21 | 19 | 75.3 | 75.3 | 536 | 7.1182
2011 | 10 | 21 | 20 | 84.9 | 84.9 | 602 | 7.0907
2011 | 10 | 21 | 21 | 85.9 | 85.9 | 612 | 7.1246
2011 | 10 | 21 | 22 | 89.5 | 89.5 | 640 | 7.1508
2011 | 10 | 21 | 23 | 82.5 | 82.5 | 586 | 7.103
2011 | 10 | 21 | 24 | 71.7 | 71.7 | 508 | 7.0851
2011 | 10 | 22 | 1 | 54.1 | 54.1 | 391 | 7.2274
2011 | 10 | 22 | 2 | 49.2 | 49.2 | 358 | 7.2764
2011 | 10 | 22 | 3 | 30.4 | 30.4 | 218 | 7.1711
2011 | 10 | 22 | 4 | 14.3 | 14.3 | 102 | 7.1329
2011 | 10 | 22 | 5 | 23.6 | 23.6 | 168 | 7.1186
2011 | 10 | 22 | 6 | 39.8 | 39.8 | 290 | 7.2864
2011 | 10 | 22 | 7 | 51.6 | 51.6 | 372 | 7.2093
2011 | 10 | 22 | 8 | 65.5 | 65.5 | 474 | 7.2366
2011 | 10 | 22 | 9 | 62.2 | 62.2 | 447 | 7.1865
2011 | 10 | 22 | 10 | 46.2 | 46.2 | 329 | 7.1212
2011 | 10 | 22 | 11 | 26.2 | 26.2 | 188 | 7.1756
2011 | 10 | 22 | 12 | 33.3 | 33.3 | 243 | 7.2973
2011 | 10 | 22 | 13 | 23.6 | 23.6 | 171 | 7.2458
2011 | 10 | 22 | 14 | 23.5 | 23.5 | 168 | 7.1489
2011 | 10 | 22 | 15 | 12 | 12 | 82 | 6.8333
2011 | 10 | 22 | 16 | 17.9 | 17.9 | 126 | 7.0391
2011 | 10 | 22 | 17 | 42.8 | 42.8 | 311 | 7.2664
2011 | 10 | 22 | 18 | 74.9 | 74.9 | 536 | 7.1562
2011 | 10 | 22 | 19 | 81.5 | 81.5 | 581 | 7.1288
2011 | 10 | 22 | 20 | 100.4 | 100.4 | 709 | 7.0618
2011 | 10 | 22 | 21 | 90.2 | 90.2 | 644 | 7.1397
2011 | 10 | 22 | 22 | 87.9 | 87.9 | 626 | 7.1217
2011 | 10 | 22 | 23 | 77 | 77 | 469 | 6.0909
2011 | 10 | 22 | 24 | 54.7 | 54.7 | 392 | 7.1664
2011 | 10 | 23 | 1 | 60.8 | 60.8 | 438 | 7.2039
2011 | 10 | 23 | 2 | 45.9 | 45.9 | 327 | 7.1242
2011 | 10 | 23 | 3 | 12.6 | 12.6 | 86 | 6.8254
2011 | 10 | 23 | 4 | 13.4 | 13.4 | 95 | 7.0896
2011 | 10 | 23 | 5 | 19 | 19 | 138 | 7.2632
2011 | 10 | 23 | 6 | 35.6 | 35.6 | 256 | 7.191
2011 | 10 | 23 | 7 | 47.7 | 47.7 | 345 | 7.2327
2011 | 10 | 23 | 8 | 92.2 | 92.2 | 652 | 7.0716
2011 | 10 | 23 | 9 | 79.1 | 79.1 | 557 | 7.0417
2011 | 10 | 23 | 10 | 40.1 | 40.1 | 278 | 6.9327
2011 | 10 | 23 | 11 | 37.6 | 37.6 | 269 | 7.1543
2011 | 10 | 23 | 12 | 62.4 | 62.4 | 447 | 7.1635
2011 | 10 | 23 | 13 | 77.5 | 77.5 | 553 | 7.1355
2011 | 10 | 23 | 14 | 72.7 | 72.7 | 518 | 7.1252
2011 | 10 | 23 | 15 | 42.7 | 42.7 | 303 | 7.096
2011 | 10 | 23 | 16 | 34 | 34 | 242 | 7.1176
2011 | 10 | 23 | 17 | 63.4 | 63.4 | 455 | 7.1767
2011 | 10 | 23 | 18 | 97.7 | 97.7 | 684 | 7.001
2011 | 10 | 23 | 19 | 80.5 | 80.5 | 567 | 7.0435
2011 | 10 | 23 | 20 | 80.6 | 80.6 | 575 | 7.134
2011 | 10 | 23 | 21 | 86.6 | 86.6 | 617 | 7.1247
2011 | 10 | 23 | 22 | 98.9 | 98.9 | 696 | 7.0374
2011 | 10 | 23 | 23 | 116.2 | 116.2 | 810 | 6.9707
2011 | 10 | 23 | 24 | 97.7 | 97.7 | 692 | 7.0829
2011 | 10 | 24 | 1 | 76.8 | 76.8 | 551 | 7.1745
2011 | 10 | 24 | 2 | 58.4 | 58.4 | 416 | 7.1233
2011 | 10 | 24 | 3 | 43.6 | 43.6 | 315 | 7.2248
2011 | 10 | 24 | 4 | 31.2 | 31.2 | 225 | 7.2115
2011 | 10 | 24 | 5 | 69.6 | 69.6 | 491 | 7.0546
2011 | 10 | 24 | 6 | 74.6 | 74.6 | 530 | 7.1046
2011 | 10 | 24 | 7 | 105.3 | 105.3 | 732 | 6.9516
2011 | 10 | 24 | 8 | 108.4 | 108.4 | 749 | 6.9096
2011 | 10 | 24 | 9 | 86.9 | 86.9 | 604 | 6.9505
2011 | 10 | 24 | 10 | 109.2 | 109.2 | 762 | 6.978
2011 | 10 | 24 | 11 | 122.4 | 122.4 | 843 | 6.8873
2011 | 10 | 24 | 12 | 110.6 | 110.6 | 764 | 6.9078
2011 | 10 | 24 | 13 | 93.9 | 93.9 | 655 | 6.9755
2011 | 10 | 24 | 14 | 90.5 | 90.5 | 638 | 7.0497
2011 | 10 | 24 | 15 | 105.8 | 105.8 | 742 | 7.0132
2011 | 10 | 24 | 16 | 105.8 | 105.8 | 741 | 7.0038
2011 | 10 | 24 | 17 | 95.7 | 95.7 | 670 | 7.001
2011 | 10 | 24 | 18 | 85.6 | 85.6 | 605 | 7.0678
2011 | 10 | 24 | 19 | 80 | 80 | 566 | 7.075
2011 | 10 | 24 | 20 | 94.1 | 94.1 | 664 | 7.0563
2011 | 10 | 24 | 21 | 108.7 | 108.7 | 758 | 6.9733
2011 | 10 | 24 | 22 | 109.5 | 109.5 | 768 | 7.0137
2011 | 10 | 24 | 23 | 111.1 | 111.1 | 774 | 6.9667
2011 | 10 | 24 | 24 | 91.2 | 91.2 | 647 | 7.0943
2011 | 10 | 25 | 1 | 59.7 | 59.7 | 426 | 7.1357
2011 | 10 | 25 | 2 | 39.3 | 39.3 | 285 | 7.2519
2011 | 10 | 25 | 3 | 34.2 | 34.2 | 248 | 7.2515
2011 | 10 | 25 | 4 | 16.9 | 16.9 | 119 | 7.0414
2011 | 10 | 25 | 5 | 57.7 | 57.7 | 416 | 7.2097
2011 | 10 | 25 | 6 | 77.8 | 77.8 | 554 | 7.1208
2011 | 10 | 25 | 7 | 108.9 | 108.9 | 752 | 6.9054
2011 | 10 | 25 | 8 | 83.7 | 83.7 | 586 | 7.0012
2011 | 10 | 25 | 9 | 93.2 | 93.2 | 660 | 7.0815
2011 | 10 | 25 | 10 | 106.1 | 106.1 | 745 | 7.0217
2011 | 10 | 25 | 11 | 125.8 | 125.8 | 856 | 6.8045
2011 | 10 | 25 | 12 | 143.9 | 143.9 | 956 | 6.6435
2011 | 10 | 25 | 13 | 128.1 | 128.1 | 871 | 6.7994
2011 | 10 | 25 | 14 | 144.9 | 144.9 | 966 | 6.6667
2011 | 10 | 25 | 15 | 127.5 | 127.5 | 869 | 6.8157
2011 | 10 | 25 | 16 | 140.5 | 140.5 | 942 | 6.7046
2011 | 10 | 25 | 17 | 131.3 | 131.3 | 886 | 6.7479
2011 | 10 | 25 | 18 | 137.3 | 137.3 | 947 | 6.8973
2011 | 10 | 25 | 19 | 88.9 | 88.9 | 621 | 6.9854
2011 | 10 | 25 | 20 | 120.3 | 120.3 | 832 | 6.916
2011 | 10 | 25 | 21 | 85.7 | 85.7 | 596 | 6.9545
2011 | 10 | 25 | 22 | 81.3 | 81.3 | 580 | 7.1341
2011 | 10 | 25 | 23 | 114.2 | 114.2 | 801 | 7.014
2011 | 10 | 25 | 24 | 108 | 108 | 754 | 6.9815
2011 | 10 | 26 | 1 | 86.2 | 86.2 | 613 | 7.1114
2011 | 10 | 26 | 2 | 71.9 | 71.9 | 514 | 7.1488
2011 | 10 | 26 | 3 | 51.6 | 51.6 | 373 | 7.2287
2011 | 10 | 26 | 4 | 22.6 | 22.6 | 162 | 7.1681
2011 | 10 | 26 | 5 | 17.1 | 17.1 | 118 | 6.9006
2011 | 10 | 26 | 6 | 62.4 | 62.4 | 443 | 7.0994
2011 | 10 | 26 | 7 | 105.7 | 105.7 | 727 | 6.878
2011 | 10 | 26 | 8 | 115.8 | 115.8 | 791 | 6.8307
2011 | 10 | 26 | 9 | 117.8 | 117.8 | 814 | 6.91
2011 | 10 | 26 | 10 | 111.5 | 111.5 | 770 | 6.9058
2011 | 10 | 26 | 11 | 112.4 | 112.4 | 781 | 6.9484
2011 | 10 | 26 | 12 | 108.7 | 108.7 | 756 | 6.9549
2011 | 10 | 26 | 13 | 107.4 | 107.4 | 752 | 7.0019
2011 | 10 | 26 | 14 | 113.5 | 113.5 | 791 | 6.9692
2011 | 10 | 26 | 15 | 102.6 | 102.6 | 718 | 6.9981
2011 | 10 | 26 | 16 | 99.9 | 99.9 | 700 | 7.007
2011 | 10 | 26 | 17 | 110.8 | 110.8 | 776 | 7.0036
2011 | 10 | 26 | 18 | 100.5 | 100.5 | 710 | 7.0647
2011 | 10 | 26 | 19 | 101.7 | 101.7 | 716 | 7.0403
2011 | 10 | 26 | 20 | 96.1 | 96.1 | 672 | 6.9927
2011 | 10 | 26 | 21 | 101.7 | 101.7 | 715 | 7.0305
2011 | 10 | 26 | 22 | 115.1 | 115.1 | 807 | 7.0113
2011 | 10 | 26 | 23 | 106.5 | 106.5 | 750 | 7.0423
2011 | 10 | 26 | 24 | 94.5 | 94.5 | 668 | 7.0688
2011 | 10 | 27 | 1 | 53.6 | 53.6 | 388 | 7.2388
2011 | 10 | 27 | 2 | 57.1 | 57.1 | 415 | 7.268
2011 | 10 | 27 | 3 | 48 | 48 | 347 | 7.2292
2011 | 10 | 27 | 4 | 34.8 | 34.8 | 251 | 7.2126
2011 | 10 | 27 | 5 | 58 | 58 | 417 | 7.1897
2011 | 10 | 27 | 6 | 114.3 | 114.3 | 787 | 6.8854
2011 | 10 | 27 | 7 | 112.6 | 112.6 | 763 | 6.7762
2011 | 10 | 27 | 8 | 113.9 | 113.9 | 776 | 6.813
2011 | 10 | 27 | 9 | 107.7 | 107.7 | 746 | 6.9266
2011 | 10 | 27 | 10 | 106.3 | 106.3 | 732 | 6.8862
2011 | 10 | 27 | 11 | 83 | 83 | 578 | 6.9639
2011 | 10 | 27 | 12 | 73.1 | 73.1 | 521 | 7.1272
2011 | 10 | 27 | 13 | 105 | 105 | 736 | 7.0095
2011 | 10 | 27 | 14 | 86.4 | 86.4 | 605 | 7.0023
2011 | 10 | 27 | 15 | 88.6 | 88.6 | 626 | 7.0655
2011 | 10 | 27 | 16 | 104.6 | 104.6 | 736 | 7.0363
2011 | 10 | 27 | 17 | 118.1 | 118.1 | 820 | 6.9433
2011 | 10 | 27 | 18 | 120.5 | 120.5 | 829 | 6.8797
2011 | 10 | 27 | 19 | 111.7 | 111.7 | 768 | 6.8756
2011 | 10 | 27 | 20 | 102.6 | 102.6 | 716 | 6.9786
2011 | 10 | 27 | 21 | 123.4 | 123.4 | 842 | 6.8233
2011 | 10 | 27 | 22 | 88.5 | 88.5 | 624 | 7.0508
2011 | 10 | 27 | 23 | 79.6 | 79.6 | 564 | 7.0854
2011 | 10 | 27 | 24 | 63.9 | 63.9 | 455 | 7.1205
2011 | 10 | 28 | 1 | 40.6 | 40.6 | 285 | 7.0197
2011 | 10 | 28 | 2 | 42.3 | 42.3 | 307 | 7.2577
2011 | 10 | 28 | 3 | 72.5 | 72.5 | 523 | 7.2138
2011 | 10 | 28 | 4 | 51.4 | 51.4 | 367 | 7.1401
2011 | 10 | 28 | 5 | 58.3 | 58.3 | 410 | 7.0326
2011 | 10 | 28 | 6 | 71 | 71 | 499 | 7.0282
2011 | 10 | 28 | 7 | 83.9 | 83.9 | 591 | 7.0441
2011 | 10 | 28 | 8 | 134.3 | 134.3 | 899 | 6.694
2011 | 10 | 28 | 9 | 100.5 | 100.5 | 681 | 6.7761
2011 | 10 | 28 | 10 | 126.6 | 126.6 | 854 | 6.7457
2011 | 10 | 28 | 11 | 143.2 | 143.2 | 947 | 6.6131
2011 | 10 | 28 | 12 | 120.6 | 120.6 | 824 | 6.8325
2011 | 10 | 28 | 13 | 104.1 | 104.1 | 716 | 6.878
2011 | 10 | 28 | 14 | 100.7 | 100.7 | 699 | 6.9414
2011 | 10 | 28 | 15 | 114.6 | 114.6 | 788 | 6.8761
2011 | 10 | 28 | 16 | 128.1 | 128.1 | 879 | 6.8618
2011 | 10 | 28 | 17 | 110.3 | 110.3 | 762 | 6.9084
2011 | 10 | 28 | 18 | 89.7 | 89.7 | 626 | 6.9788
2011 | 10 | 28 | 19 | 60.7 | 60.7 | 422 | 6.9522
2011 | 10 | 28 | 20 | 71.3 | 71.3 | 509 | 7.1388
2011 | 10 | 28 | 21 | 35.5 | 35.5 | 245 | 6.9014
2011 | 10 | 28 | 22 | 38 | 38 | 274 | 7.2105
2011 | 10 | 28 | 23 | 86.2 | 86.2 | 616 | 7.1462
2011 | 10 | 28 | 24 | 70.3 | 70.3 | 503 | 7.155
2011 | 10 | 29 | 1 | 34.9 | 34.9 | 248 | 7.106
2011 | 10 | 29 | 2 | 19 | 19 | 136 | 7.1579
2011 | 10 | 29 | 3 | 23.7 | 23.7 | 171 | 7.2152
2011 | 10 | 29 | 4 | 47 | 47 | 338 | 7.1915
2011 | 10 | 29 | 5 | 45.9 | 45.9 | 322 | 7.0153
2011 | 10 | 29 | 6 | 59.9 | 59.9 | 430 | 7.1786
2011 | 10 | 29 | 7 | 53.5 | 53.5 | 382 | 7.1402
2011 | 10 | 29 | 8 | 44.3 | 44.3 | 315 | 7.1106
2011 | 10 | 29 | 9 | 64.6 | 64.6 | 466 | 7.2136
2011 | 10 | 29 | 10 | 83.8 | 83.8 | 592 | 7.0644
2011 | 10 | 29 | 11 | 48.1 | 48.1 | 336 | 6.9854
2011 | 10 | 29 | 12 | 35.3 | 35.3 | 254 | 7.1955
2011 | 10 | 29 | 13 | 65.5 | 65.5 | 470 | 7.1756
2011 | 10 | 29 | 14 | 69.5 | 69.5 | 495 | 7.1223
2011 | 10 | 29 | 15 | 55.1 | 55.1 | 397 | 7.2051
2011 | 10 | 29 | 16 | 27.2 | 27.2 | 191 | 7.0221
2011 | 10 | 29 | 17 | 25.9 | 25.9 | 183 | 7.0656
2011 | 10 | 29 | 18 | 97.8 | 97.8 | 687 | 7.0245
2011 | 10 | 29 | 19 | 111.3 | 111.3 | 765 | 6.8733
2011 | 10 | 29 | 20 | 74 | 74 | 516 | 6.973
2011 | 10 | 29 | 21 | 64.8 | 64.8 | 462 | 7.1296
2011 | 10 | 29 | 22 | 72.1 | 72.1 | 515 | 7.1429
2011 | 10 | 29 | 23 | 108.8 | 108.8 | 757 | 6.9577
2011 | 10 | 29 | 24 | 82 | 82 | 577 | 7.0366
2011 | 10 | 30 | 1 | 54.3 | 54.3 | 380 | 6.9982
2011 | 10 | 30 | 2 | 29.1 | 29.1 | 207 | 7.1134
2011 | 10 | 30 | 3 | 14.8 | 14.8 | 102 | 6.8919
2011 | 10 | 30 | 4 | 22.6 | 22.6 | 161 | 7.1239
2011 | 10 | 30 | 5 | 60.2 | 60.2 | 436 | 7.2425
2011 | 10 | 30 | 6 | 60.9 | 60.9 | 435 | 7.1429
2011 | 10 | 30 | 7 | 60.4 | 60.4 | 431 | 7.1358
2011 | 10 | 30 | 8 | 42.4 | 42.4 | 304 | 7.1698
2011 | 10 | 30 | 9 | 73 | 73 | 518 | 7.0959
2011 | 10 | 30 | 10 | 64.1 | 64.1 | 456 | 7.1139
2011 | 10 | 30 | 11 | 75.1 | 75.1 | 536 | 7.1372
2011 | 10 | 30 | 12 | 84.7 | 84.7 | 600 | 7.0838
2011 | 10 | 30 | 13 | 67.6 | 67.6 | 481 | 7.1154
2011 | 10 | 30 | 14 | 62.8 | 62.8 | 446 | 7.1019
2011 | 10 | 30 | 15 | 40.9 | 40.9 | 292 | 7.1394
2011 | 10 | 30 | 16 | 54.9 | 54.9 | 395 | 7.1949
2011 | 10 | 30 | 17 | 40.3 | 40.3 | 287 | 7.1216
2011 | 10 | 30 | 18 | 50.9 | 50.9 | 366 | 7.1906
2011 | 10 | 30 | 19 | 64.7 | 64.7 | 464 | 7.1716
2011 | 10 | 30 | 20 | 89.7 | 89.7 | 632 | 7.0457
2011 | 10 | 30 | 21 | 54.8 | 54.8 | 388 | 7.0803
2011 | 10 | 30 | 22 | 76.3 | 76.3 | 550 | 7.2084
2011 | 10 | 30 | 23 | 71.7 | 71.7 | 508 | 7.0851
2011 | 10 | 30 | 24 | 69.8 | 69.8 | 504 | 7.2206
2011 | 10 | 31 | 1 | 76 | 76 | 544 | 7.1579
2011 | 10 | 31 | 2 | 43.9 | 43.9 | 309 | 7.0387
2011 | 10 | 31 | 3 | 27.3 | 27.3 | 197 | 7.2161
2011 | 10 | 31 | 4 | 35.4 | 35.4 | 257 | 7.2599
2011 | 10 | 31 | 5 | 56.3 | 56.3 | 403 | 7.1581
2011 | 10 | 31 | 6 | 88.5 | 88.5 | 614 | 6.9379
2011 | 10 | 31 | 7 | 81.4 | 81.4 | 564 | 6.9287
2011 | 10 | 31 | 8 | 96 | 96 | 668 | 6.9583
2011 | 10 | 31 | 9 | 86.1 | 86.1 | 604 | 7.0151
2011 | 10 | 31 | 10 | 53.1 | 53.1 | 369 | 6.9492
2011 | 10 | 31 | 11 | 105 | 105 | 715 | 6.8095
2011 | 10 | 31 | 12 | 86.2 | 86.2 | 582 | 6.7517
2011 | 10 | 31 | 13 | 126.5 | 126.5 | 869 | 6.8696
2011 | 10 | 31 | 14 | 108.8 | 108.8 | 744 | 6.8382
2011 | 10 | 31 | 15 | 67.2 | 67.2 | 457 | 6.8006
2011 | 10 | 31 | 16 | 74.2 | 74.2 | 517 | 6.9677
2011 | 10 | 31 | 17 | 97.2 | 97.2 | 681 | 7.0062
2011 | 10 | 31 | 18 | 117.6 | 117.6 | 811 | 6.8963
2011 | 10 | 31 | 19 | 67.5 | 67.5 | 471 | 6.9778
2011 | 10 | 31 | 20 | 52.1 | 52.1 | 365 | 7.0058
2011 | 10 | 31 | 21 | 89.2 | 89.2 | 621 | 6.9619
2011 | 10 | 31 | 22 | 117.1 | 117.1 | 807 | 6.8915
2011 | 10 | 31 | 23 | 122.4 | 122.4 | 840 | 6.8627
2011 | 10 | 31 | 24 | 94.5 | 94.5 | 660 | 6.9841
2011 | 11 | 1 | 1 | 38.3 | 38.3 | 266 | 6.9452
2011 | 11 | 1 | 2 | 33.1 | 33.1 | 237 | 7.1601
2011 | 11 | 1 | 3 | 40.8 | 40.8 | 292 | 7.1569
2011 | 11 | 1 | 4 | 60.9 | 60.9 | 440 | 7.225
2011 | 11 | 1 | 5 | 87 | 87 | 612 | 7.0345
2011 | 11 | 1 | 6 | 62.8 | 62.8 | 432 | 6.879
2011 | 11 | 1 | 7 | 92.7 | 92.7 | 639 | 6.8932
2011 | 11 | 1 | 8 | 97.9 | 97.9 | 675 | 6.8948
2011 | 11 | 1 | 9 | 100.3 | 100.3 | 703 | 7.009
2011 | 11 | 1 | 10 | 105.4 | 105.4 | 736 | 6.9829
2011 | 11 | 1 | 11 | 111.8 | 111.8 | 764 | 6.8336
2011 | 11 | 1 | 12 | 105.5 | 105.5 | 723 | 6.8531
2011 | 11 | 1 | 13 | 101.5 | 101.5 | 711 | 7.0049
2011 | 11 | 1 | 14 | 108.9 | 108.9 | 759 | 6.9697
2011 | 11 | 1 | 15 | 94.7 | 94.7 | 657 | 6.9377
2011 | 11 | 1 | 16 | 74.4 | 74.4 | 517 | 6.9489
2011 | 11 | 1 | 17 | 104.8 | 104.8 | 727 | 6.937
2011 | 11 | 1 | 18 | 133.2 | 133.2 | 899 | 6.7492
2011 | 11 | 1 | 19 | 123.7 | 123.7 | 835 | 6.7502
2011 | 11 | 1 | 20 | 85.5 | 85.5 | 599 | 7.0058
2011 | 11 | 1 | 21 | 70.4 | 70.4 | 493 | 7.0028
2011 | 11 | 1 | 22 | 71.3 | 71.3 | 509 | 7.1388
2011 | 11 | 1 | 23 | 73.3 | 73.3 | 518 | 7.0668
2011 | 11 | 1 | 24 | 86.3 | 86.3 | 613 | 7.1031
2011 | 11 | 2 | 1 | 80.7 | 80.7 | 574 | 7.1128
2011 | 11 | 2 | 2 | 53.4 | 53.4 | 378 | 7.0787
2011 | 11 | 2 | 3 | 54.4 | 54.4 | 392 | 7.2059
2011 | 11 | 2 | 4 | 33.6 | 33.6 | 239 | 7.1131
2011 | 11 | 2 | 5 | 33.9 | 33.9 | 242 | 7.1386
2011 | 11 | 2 | 6 | 57.4 | 57.4 | 412 | 7.1777
2011 | 11 | 2 | 7 | 127.8 | 127.8 | 862 | 6.7449
2011 | 11 | 2 | 8 | 135.1 | 135.1 | 891 | 6.5951
2011 | 11 | 2 | 9 | 116.3 | 116.3 | 795 | 6.8358
2011 | 11 | 2 | 10 | 145 | 145 | 964 | 6.6483
2011 | 11 | 2 | 11 | 136.4 | 136.4 | 907 | 6.6496
2011 | 11 | 2 | 12 | 122.5 | 122.5 | 831 | 6.7837
2011 | 11 | 2 | 13 | 126.9 | 126.9 | 857 | 6.7533
2011 | 11 | 2 | 14 | 137.3 | 137.3 | 916 | 6.6715
2011 | 11 | 2 | 15 | 131 | 131 | 880 | 6.7176
2011 | 11 | 2 | 16 | 144.9 | 144.9 | 953 | 6.5769
2011 | 11 | 2 | 17 | 127.5 | 127.5 | 856 | 6.7137
2011 | 11 | 2 | 18 | 139.2 | 139.2 | 914 | 6.5661
2011 | 11 | 2 | 19 | 110.7 | 110.7 | 755 | 6.8202
2011 | 11 | 2 | 20 | 137.9 | 137.9 | 914 | 6.628
2011 | 11 | 2 | 21 | 98.5 | 98.5 | 669 | 6.7919
2011 | 11 | 2 | 22 | 78 | 78 | 542 | 6.9487
2011 | 11 | 2 | 23 | 89.9 | 89.9 | 626 | 6.9633
2011 | 11 | 2 | 24 | 39.4 | 39.4 | 278 | 7.0558
2011 | 11 | 3 | 1 | 35.9 | 35.9 | 253 | 7.0474
2011 | 11 | 3 | 2 | 14.2 | 14.2 | 101 | 7.1127
2011 | 11 | 3 | 3 | 17.1 | 17.1 | 120 | 7.0175
2011 | 11 | 3 | 4 | 21.7 | 21.7 | 153 | 7.0507
2011 | 11 | 3 | 5 | 18.8 | 18.8 | 128 | 6.8085
2011 | 11 | 3 | 6 | 30 | 30 | 213 | 7.1
2011 | 11 | 3 | 7 | 61 | 61 | 426 | 6.9836
2011 | 11 | 3 | 8 | 110 | 110 | 755 | 6.8636
2011 | 11 | 3 | 9 | 73.8 | 73.8 | 510 | 6.9106
2011 | 11 | 3 | 10 | 77.2 | 77.2 | 540 | 6.9948
2011 | 11 | 3 | 11 | 83.1 | 83.1 | 581 | 6.9916
2011 | 11 | 3 | 12 | 88.1 | 88.1 | 653 | 7.412
2011 | 11 | 3 | 13 | 125.5 | 125.5 | 851 | 6.7809
2011 | 11 | 3 | 14 | 108 | 108 | 739 | 6.8426
2011 | 11 | 3 | 15 | 98.6 | 98.6 | 684 | 6.9371
2011 | 11 | 3 | 16 | 91.8 | 91.8 | 643 | 7.0044
2011 | 11 | 3 | 17 | 82.8 | 82.8 | 580 | 7.0048
2011 | 11 | 3 | 18 | 66.5 | 66.5 | 468 | 7.0376
2011 | 11 | 3 | 19 | 53.9 | 53.9 | 384 | 7.1243
2011 | 11 | 3 | 20 | 79.8 | 79.8 | 563 | 7.0551
2011 | 11 | 3 | 21 | 88.4 | 88.4 | 617 | 6.9796
2011 | 11 | 3 | 22 | 110.3 | 110.3 | 759 | 6.8812
2011 | 11 | 3 | 23 | 115.5 | 115.5 | 798 | 6.9091
2011 | 11 | 3 | 24 | 117 | 117 | 804 | 6.8718
2011 | 11 | 4 | 1 | 74.5 | 74.5 | 521 | 6.9933
2011 | 11 | 4 | 2 | 38.7 | 38.7 | 275 | 7.1059
2011 | 11 | 4 | 3 | 23.7 | 23.7 | 171 | 7.2152
2011 | 11 | 4 | 4 | 12.1 | 12.1 | 81 | 6.6942
2011 | 11 | 4 | 5 | 32.3 | 32.3 | 231 | 7.1517
2011 | 11 | 4 | 6 | 61.2 | 61.2 | 438 | 7.1569
2011 | 11 | 4 | 7 | 59.3 | 59.3 | 417 | 7.032
2011 | 11 | 4 | 8 | 92.2 | 92.2 | 640 | 6.9414
2011 | 11 | 4 | 9 | 92.4 | 92.4 | 644 | 6.9697
2011 | 11 | 4 | 10 | 116.7 | 116.7 | 806 | 6.9066
2011 | 11 | 4 | 11 | 103.2 | 103.2 | 723 | 7.0058
2011 | 11 | 4 | 12 | 87.1 | 87.1 | 613 | 7.0379
2011 | 11 | 4 | 13 | 75.5 | 75.5 | 535 | 7.0861
2011 | 11 | 4 | 14 | 74.2 | 74.2 | 531 | 7.1563
2011 | 11 | 4 | 15 | 85.5 | 85.5 | 606 | 7.0877
2011 | 11 | 4 | 16 | 49.5 | 49.5 | 347 | 7.0101
2011 | 11 | 4 | 17 | 47.4 | 47.4 | 339 | 7.1519
2011 | 11 | 4 | 18 | 56.3 | 56.3 | 404 | 7.1758
2011 | 11 | 4 | 19 | 89.4 | 89.4 | 635 | 7.1029
2011 | 11 | 4 | 20 | 71.1 | 71.1 | 505 | 7.1027
2011 | 11 | 4 | 21 | 92.1 | 92.1 | 651 | 7.0684
2011 | 11 | 4 | 22 | 126.7 | 126.7 | 874 | 6.8982
2011 | 11 | 4 | 23 | 109.6 | 109.6 | 765 | 6.9799
2011 | 11 | 4 | 24 | 60.9 | 60.9 | 432 | 7.0936
2011 | 11 | 5 | 1 | 20.1 | 20.1 | 144 | 7.1642
2011 | 11 | 5 | 2 | 30.8 | 30.8 | 223 | 7.2403
2011 | 11 | 5 | 3 | 64.7 | 64.7 | 467 | 7.2179
2011 | 11 | 5 | 4 | 50.6 | 50.6 | 364 | 7.1937
2011 | 11 | 5 | 5 | 47.6 | 47.6 | 345 | 7.2479
2011 | 11 | 5 | 6 | 44.7 | 44.7 | 320 | 7.1588
2011 | 11 | 5 | 7 | 59 | 59 | 424 | 7.1864
2011 | 11 | 5 | 8 | 70 | 70 | 502 | 7.1714
2011 | 11 | 5 | 9 | 72.8 | 72.8 | 518 | 7.1154
2011 | 11 | 5 | 10 | 94.8 | 94.8 | 670 | 7.0675
2011 | 11 | 5 | 11 | 106.2 | 106.2 | 742 | 6.9868
2011 | 11 | 5 | 12 | 102.3 | 102.3 | 719 | 7.0283
2011 | 11 | 5 | 13 | 130.3 | 130.3 | 889 | 6.8227
2011 | 11 | 5 | 14 | 114.7 | 114.7 | 797 | 6.9486
2011 | 11 | 5 | 15 | 112.4 | 112.4 | 783 | 6.9662
2011 | 11 | 5 | 16 | 116.5 | 116.5 | 814 | 6.9871
2011 | 11 | 5 | 17 | 99.4 | 99.4 | 698 | 7.0221
2011 | 11 | 5 | 18 | 101 | 101 | 708 | 7.0099
2011 | 11 | 5 | 19 | 99.6 | 99.6 | 701 | 7.0382
2011 | 11 | 5 | 20 | 124.1 | 124.1 | 859 | 6.9218
2011 | 11 | 5 | 21 | 134.9 | 134.9 | 918 | 6.805
2011 | 11 | 5 | 22 | 128.1 | 128.1 | 871 | 6.7994
2011 | 11 | 5 | 23 | 76.1 | 76.1 | 540 | 7.0959
2011 | 11 | 5 | 24 | 30.7 | 19.3 | 135 | 6.9948
2011 | 11 | 6 | 1 | 24.6 | 18.4 | 131 | 7.1196
2011 | 11 | 6 | 2 | 119.3 | 85.6 | 602 | 7.0327
2011 | 11 | 6 | 3 | 96.5 | 77.7 | 547 | 7.0399
2011 | 11 | 6 | 4 | 77.2 | 77.2 | 554 | 7.1762
2011 | 11 | 6 | 5 | 97 | 97 | 685 | 7.0619
2011 | 11 | 6 | 6 | 89.1 | 89.1 | 632 | 7.0932
2011 | 11 | 6 | 7 | 137.1 | 137.1 | 937 | 6.8344
2011 | 11 | 6 | 8 | 107.4 | 107.4 | 746 | 6.946
2011 | 11 | 6 | 9 | 99.4 | 99.4 | 699 | 7.0322
2011 | 11 | 6 | 10 | 94 | 94 | 664 | 7.0638
2011 | 11 | 6 | 11 | 83.1 | 83.1 | 588 | 7.0758
2011 | 11 | 6 | 12 | 81.6 | 81.6 | 578 | 7.0833
2011 | 11 | 6 | 13 | 58.3 | 58.3 | 416 | 7.1355
2011 | 11 | 6 | 14 | 86.7 | 86.7 | 619 | 7.1396
2011 | 11 | 6 | 15 | 104.8 | 104.8 | 741 | 7.0706
2011 | 11 | 6 | 16 | 114.7 | 114.7 | 798 | 6.9573
2011 | 11 | 6 | 17 | 122.2 | 122.2 | 823 | 6.7349
2011 | 11 | 6 | 18 | 92.7 | 92.7 | 643 | 6.9364
2011 | 11 | 6 | 19 | 81.5 | 81.5 | 578 | 7.092
2011 | 11 | 6 | 20 | 111.4 | 111.4 | 779 | 6.9928
2011 | 11 | 6 | 21 | 81.4 | 81.4 | 563 | 6.9165
2011 | 11 | 6 | 22 | 53.8 | 53.8 | 385 | 7.1561
2011 | 11 | 6 | 23 | 81.2 | 81.2 | 583 | 7.1798
2011 | 11 | 6 | 24 | 98.9 | 98.9 | 698 | 7.0576
2011 | 11 | 7 | 1 | 61 | 61 | 431 | 7.0656
2011 | 11 | 7 | 2 | 22.6 | 22.6 | 160 | 7.0796
2011 | 11 | 7 | 3 | 21.4 | 21.4 | 151 | 7.0561
2011 | 11 | 7 | 4 | 62.9 | 62.9 | 457 | 7.2655
2011 | 11 | 7 | 5 | 91.3 | 91.3 | 640 | 7.0099
2011 | 11 | 7 | 6 | 70.6 | 70.6 | 489 | 6.9263
2011 | 11 | 7 | 7 | 65.4 | 65.4 | 459 | 7.0183
2011 | 11 | 7 | 8 | 110.5 | 110.5 | 764 | 6.914
2011 | 11 | 7 | 9 | 119.7 | 119.7 | 818 | 6.8338
2011 | 11 | 7 | 10 | 114 | 114 | 784 | 6.8772
2011 | 11 | 7 | 11 | 116.2 | 116.2 | 792 | 6.8158
2011 | 11 | 7 | 12 | 92.9 | 92.9 | 648 | 6.9752
2011 | 11 | 7 | 13 | 95.8 | 95.8 | 675 | 7.0459
2011 | 11 | 7 | 14 | 96.5 | 96.5 | 676 | 7.0052
2011 | 11 | 7 | 15 | 93.6 | 93.6 | 657 | 7.0192
2011 | 11 | 7 | 16 | 100.8 | 100.8 | 703 | 6.9742
2011 | 11 | 7 | 17 | 110.4 | 110.4 | 766 | 6.9384
2011 | 11 | 7 | 18 | 119.6 | 119.6 | 824 | 6.8896
2011 | 11 | 7 | 19 | 98 | 98 | 688 | 7.0204
2011 | 11 | 7 | 20 | 126.8 | 126.8 | 868 | 6.8454
2011 | 11 | 7 | 21 | 128.4 | 128.4 | 874 | 6.8069
2011 | 11 | 7 | 22 | 151.9 | 151.9 | 1003 | 6.603
2011 | 11 | 7 | 23 | 106.7 | 106.7 | 736 | 6.8978
2011 | 11 | 7 | 24 | 84.6 | 84.6 | 597 | 7.0567
2011 | 11 | 8 | 1 | 43.7 | 43.7 | 316 | 7.2311
2011 | 11 | 8 | 2 | 64.8 | 64.8 | 466 | 7.1914
2011 | 11 | 8 | 3 | 32.2 | 32.2 | 231 | 7.1739
2011 | 11 | 8 | 4 | 27.9 | 27.9 | 202 | 7.2401
2011 | 11 | 8 | 5 | 66.9 | 66.9 | 474 | 7.0852
2011 | 11 | 8 | 6 | 59.2 | 59.2 | 421 | 7.1115
2011 | 11 | 8 | 7 | 81.5 | 81.5 | 578 | 7.092
2011 | 11 | 8 | 8 | 88.8 | 88.8 | 625 | 7.0383
2011 | 11 | 8 | 9 | 108.9 | 108.9 | 761 | 6.9881
2011 | 11 | 8 | 10 | 106.1 | 106.1 | 742 | 6.9934
2011 | 11 | 8 | 11 | 127 | 127 | 872 | 6.8661
2011 | 11 | 8 | 12 | 110.5 | 110.5 | 769 | 6.9593
2011 | 11 | 8 | 13 | 103.2 | 103.2 | 725 | 7.0252
2011 | 11 | 8 | 14 | 102.8 | 102.8 | 724 | 7.0428
2011 | 11 | 8 | 15 | 99.1 | 99.1 | 697 | 7.0333
2011 | 11 | 8 | 16 | 107.4 | 107.4 | 755 | 7.0298
2011 | 11 | 8 | 17 | 107 | 107 | 747 | 6.9813
2011 | 11 | 8 | 18 | 109.1 | 109.1 | 756 | 6.9294
2011 | 11 | 8 | 19 | 106.3 | 106.3 | 740 | 6.9614
2011 | 11 | 8 | 20 | 147.5 | 147.5 | 983 | 6.6644
2011 | 11 | 8 | 21 | 153.8 | 153.8 | 1011 | 6.5735
2011 | 11 | 8 | 22 | 146.3 | 146.3 | 971 | 6.637
2011 | 11 | 8 | 23 | 113.9 | 113.9 | 787 | 6.9096
2011 | 11 | 8 | 24 | 81.8 | 81.8 | 581 | 7.1027
2011 | 11 | 9 | 1 | 60 | 60 | 432 | 7.2
2011 | 11 | 9 | 2 | 55.6 | 55.6 | 399 | 7.1763
2011 | 11 | 9 | 3 | 27.6 | 27.6 | 198 | 7.1739
2011 | 11 | 9 | 4 | 58.4 | 58.4 | 424 | 7.2603
2011 | 11 | 9 | 5 | 85.4 | 85.4 | 607 | 7.1077
2011 | 11 | 9 | 6 | 48.2 | 48.2 | 337 | 6.9917
2011 | 11 | 9 | 7 | 78 | 78 | 555 | 7.1154
2011 | 11 | 9 | 8 | 90.2 | 90.2 | 629 | 6.9734
2011 | 11 | 9 | 9 | 93.5 | 93.5 | 657 | 7.0267
2011 | 11 | 9 | 10 | 128.1 | 128.1 | 881 | 6.8774
2011 | 11 | 9 | 11 | 143 | 143 | 962 | 6.7273
2011 | 11 | 9 | 12 | 124 | 124 | 843 | 6.7984
2011 | 11 | 9 | 13 | 81.8 | 81.8 | 573 | 7.0049
2011 | 11 | 9 | 14 | 94.6 | 94.6 | 669 | 7.0719
2011 | 11 | 9 | 15 | 120.6 | 120.6 | 837 | 6.9403
2011 | 11 | 9 | 16 | 107.2 | 107.2 | 746 | 6.959
2011 | 11 | 9 | 17 | 95.7 | 95.7 | 668 | 6.9801
2011 | 11 | 9 | 18 | 80.8 | 80.8 | 570 | 7.0545
2011 | 11 | 9 | 19 | 129.6 | 129.6 | 887 | 6.8441
2011 | 11 | 9 | 20 | 130.1 | 130.1 | 883 | 6.7871
2011 | 11 | 9 | 21 | 140.1 | 140.1 | 940 | 6.7095
2011 | 11 | 9 | 22 | 110 | 110 | 763 | 6.9364
2011 | 11 | 9 | 23 | 66.9 | 66.9 | 472 | 7.0553
2011 | 11 | 9 | 24 | 61.6 | 61.6 | 441 | 7.1591
2011 | 11 | 10 | 1 | 70.4 | 70.4 | 508 | 7.2159
2011 | 11 | 10 | 2 | 56.3 | 56.3 | 405 | 7.1936
2011 | 11 | 10 | 3 | 75.9 | 75.9 | 546 | 7.1937
2011 | 11 | 10 | 4 | 77.3 | 77.3 | 554 | 7.1669
2011 | 11 | 10 | 5 | 90.2 | 90.2 | 603 | 6.6851
2011 | 11 | 10 | 6 | 102.3 | 102.3 | 713 | 6.9697
2011 | 11 | 10 | 7 | 111.8 | 111.8 | 773 | 6.9141
2011 | 11 | 10 | 8 | 123.5 | 123.5 | 844 | 6.834
2011 | 11 | 10 | 9 | 141.1 | 141.1 | 946 | 6.7045
2011 | 11 | 10 | 10 | 136.2 | 136.2 | 889 | 6.5272
2011 | 11 | 10 | 11 | 129.1 | 129.1 | 874 | 6.7699
2011 | 11 | 10 | 12 | 130.2 | 130.2 | 877 | 6.7358
2011 | 11 | 10 | 13 | 123 | 123 | 842 | 6.8455
2011 | 11 | 10 | 14 | 135.1 | 135.1 | 917 | 6.7876
2011 | 11 | 10 | 15 | 103.2 | 103.2 | 709 | 6.8702
2011 | 11 | 10 | 16 | 92.1 | 92.1 | 641 | 6.9598
2011 | 11 | 10 | 17 | 71.5 | 71.5 | 500 | 6.993
2011 | 11 | 10 | 18 | 106.6 | 106.6 | 743 | 6.97
2011 | 11 | 10 | 19 | 140.6 | 140.6 | 940 | 6.6856
2011 | 11 | 10 | 20 | 99.2 | 99.2 | 681 | 6.8649
2011 | 11 | 10 | 21 | 131.8 | 131.8 | 906 | 6.8741
2011 | 11 | 10 | 22 | 113.6 | 113.6 | 784 | 6.9014
2011 | 11 | 10 | 23 | 74.1 | 74.1 | 517 | 6.9771
2011 | 11 | 10 | 24 | 64 | 64 | 447 | 6.9844
2011 | 11 | 11 | 1 | 67.1 | 67.1 | 483 | 7.1982
2011 | 11 | 11 | 2 | 61.4 | 61.4 | 442 | 7.1987
2011 | 11 | 11 | 3 | 81.5 | 81.5 | 587 | 7.2025
2011 | 11 | 11 | 4 | 38.9 | 38.9 | 276 | 7.0951
2011 | 11 | 11 | 5 | 41.8 | 41.8 | 296 | 7.0813
2011 | 11 | 11 | 6 | 59.9 | 59.9 | 427 | 7.1285
2011 | 11 | 11 | 7 | 131 | 131 | 898 | 6.855
2011 | 11 | 11 | 8 | 145.7 | 145.7 | 978 | 6.7124
2011 | 11 | 11 | 9 | 138.1 | 138.1 | 882 | 6.3867
2011 | 11 | 11 | 10 | 147 | 147 | 977 | 6.6463
2011 | 11 | 11 | 11 | 129.3 | 129.3 | 875 | 6.7672
2011 | 11 | 11 | 12 | 130.1 | 130.1 | 893 | 6.864
2011 | 11 | 11 | 13 | 129.9 | 129.9 | 886 | 6.8206
2011 | 11 | 11 | 14 | 83.5 | 83.5 | 581 | 6.9581
2011 | 11 | 11 | 15 | 76.2 | 76.2 | 537 | 7.0472
2011 | 11 | 11 | 16 | 83.5 | 83.5 | 590 | 7.0659
2011 | 11 | 11 | 17 | 103.8 | 103.8 | 730 | 7.0328
2011 | 11 | 11 | 18 | 141.7 | 141.7 | 961 | 6.7819
2011 | 11 | 11 | 19 | 89.3 | 89.3 | 620 | 6.9429
2011 | 11 | 11 | 20 | 86.3 | 86.3 | 609 | 7.0568
2011 | 11 | 11 | 21 | 106.1 | 106.1 | 737 | 6.9463
2011 | 11 | 11 | 22 | 74.7 | 74.7 | 531 | 7.1084
2011 | 11 | 11 | 23 | 96.6 | 96.6 | 689 | 7.1325
2011 | 11 | 11 | 24 | 35.4 | 35.4 | 250 | 7.0621
2011 | 11 | 12 | 1 | 15 | 15 | 107 | 7.1333
2011 | 11 | 12 | 2 | 12.3 | 12.3 | 85 | 6.9106
2011 | 11 | 12 | 3 | 23.5 | 23.5 | 167 | 7.1064
2011 | 11 | 12 | 4 | 49.3 | 49.3 | 355 | 7.2008
2011 | 11 | 12 | 5 | 69.5 | 69.5 | 497 | 7.1511
2011 | 11 | 12 | 6 | 85.8 | 85.8 | 609 | 7.0979
2011 | 11 | 12 | 7 | 89.3 | 89.3 | 633 | 7.0885
2011 | 11 | 12 | 8 | 100.9 | 100.9 | 706 | 6.997
2011 | 11 | 12 | 9 | 95.6 | 95.6 | 667 | 6.977
2011 | 11 | 12 | 10 | 120.1 | 120.1 | 835 | 6.9525
2011 | 11 | 12 | 11 | 119.2 | 119.2 | 825 | 6.9211
2011 | 11 | 12 | 12 | 95.3 | 95.3 | 666 | 6.9885
2011 | 11 | 12 | 13 | 108.6 | 108.6 | 758 | 6.9797
2011 | 11 | 12 | 14 | 120.9 | 120.9 | 843 | 6.9727
2011 | 11 | 12 | 15 | 138.1 | 138.1 | 939 | 6.7994
2011 | 11 | 12 | 16 | 117.9 | 117.9 | 811 | 6.8787
2011 | 11 | 12 | 17 | 111.1 | 111.1 | 766 | 6.8947
2011 | 11 | 12 | 18 | 88.4 | 88.4 | 623 | 7.0475
2011 | 11 | 12 | 19 | 88.5 | 88.5 | 625 | 7.0621
2011 | 11 | 12 | 20 | 100.4 | 100.4 | 704 | 7.012
2011 | 11 | 12 | 21 | 80.2 | 80.2 | 568 | 7.0823
2011 | 11 | 12 | 22 | 102.5 | 102.5 | 726 | 7.0829
2011 | 11 | 12 | 23 | 95.6 | 95.6 | 676 | 7.0711
2011 | 11 | 12 | 24 | 63.8 | 63.8 | 455 | 7.1317
2011 | 11 | 13 | 1 | 41.1 | 41.1 | 297 | 7.2263
2011 | 11 | 13 | 2 | 40.4 | 40.4 | 295 | 7.302
2011 | 11 | 13 | 3 | 55.9 | 55.9 | 401 | 7.1735
2011 | 11 | 13 | 4 | 79.8 | 79.8 | 567 | 7.1053
2011 | 11 | 13 | 5 | 75 | 75 | 534 | 7.12
2011 | 11 | 13 | 6 | 78.1 | 78.1 | 557 | 7.1319
2011 | 11 | 13 | 7 | 70.3 | 70.3 | 448 | 6.3727
2011 | 11 | 13 | 8 | 68.1 | 68.1 | 485 | 7.1219
2011 | 11 | 13 | 9 | 90.6 | 90.6 | 634 | 6.9978
2011 | 11 | 13 | 10 | 115.7 | 115.7 | 804 | 6.949
2011 | 11 | 13 | 11 | 132.7 | 132.7 | 908 | 6.8425
2011 | 11 | 13 | 12 | 102.1 | 102.1 | 703 | 6.8854
2011 | 11 | 13 | 13 | 56 | 56 | 392 | 7
2011 | 11 | 13 | 14 | 80.3 | 80.3 | 568 | 7.0735
2011 | 11 | 13 | 15 | 99.5 | 99.5 | 698 | 7.0151
2011 | 11 | 13 | 16 | 123.1 | 123.1 | 853 | 6.9293
2011 | 11 | 13 | 17 | 121.1 | 121.1 | 832 | 6.8704
2011 | 11 | 13 | 18 | 82.9 | 82.9 | 570 | 6.8758
2011 | 11 | 13 | 19 | 74.3 | 74.3 | 523 | 7.039
2011 | 11 | 13 | 20 | 73 | 73 | 518 | 7.0959
2011 | 11 | 13 | 21 | 72.5 | 72.5 | 513 | 7.0759
2011 | 11 | 13 | 22 | 63.8 | 63.8 | 454 | 7.116
2011 | 11 | 13 | 23 | 100.5 | 100.5 | 711 | 7.0746
2011 | 11 | 13 | 24 | 101.3 | 101.3 | 713 | 7.0385
2011 | 11 | 14 | 1 | 76.9 | 76.9 | 547 | 7.1131
2011 | 11 | 14 | 2 | 44.1 | 44.1 | 319 | 7.2336
2011 | 11 | 14 | 3 | 33.6 | 33.6 | 243 | 7.2321
2011 | 11 | 14 | 4 | 36 | 36 | 260 | 7.2222
2011 | 11 | 14 | 5 | 79.4 | 79.4 | 567 | 7.1411
2011 | 11 | 14 | 6 | 129.4 | 129.4 | 893 | 6.9011
2011 | 11 | 14 | 7 | 102.9 | 102.9 | 716 | 6.9582
2011 | 11 | 14 | 8 | 76.2 | 76.2 | 527 | 6.916
2011 | 11 | 14 | 9 | 80.4 | 80.4 | 564 | 7.0149
2011 | 11 | 14 | 10 | 135.9 | 135.9 | 934 | 6.8727
2011 | 11 | 14 | 11 | 162.7 | 162.7 | 1076 | 6.6134
2011 | 11 | 14 | 12 | 151.4 | 151.4 | 1007 | 6.6513
2011 | 11 | 14 | 13 | 131 | 131 | 891 | 6.8015
2011 | 11 | 14 | 14 | 105.3 | 105.3 | 731 | 6.9421
2011 | 11 | 14 | 15 | 120.3 | 120.3 | 834 | 6.9327
2011 | 11 | 14 | 16 | 126.5 | 126.5 | 866 | 6.8458
2011 | 11 | 14 | 17 | 151.9 | 151.9 | 1007 | 6.6294
2011 | 11 | 14 | 18 | 147.7 | 147.7 | 978 | 6.6215
2011 | 11 | 14 | 19 | 140.7 | 140.7 | 942 | 6.6951
2011 | 11 | 14 | 20 | 150.1 | 150.1 | 994 | 6.6223
2011 | 11 | 14 | 21 | 134.4 | 134.4 | 901 | 6.7039
2011 | 11 | 14 | 22 | 119.4 | 119.4 | 818 | 6.8509
2011 | 11 | 14 | 23 | 100.6 | 100.6 | 700 | 6.9583
2011 | 11 | 14 | 24 | 116.3 | 116.3 | 804 | 6.9132
2011 | 11 | 15 | 1 | 61.6 | 61.6 | 435 | 7.0617
2011 | 11 | 15 | 2 | 63.9 | 63.9 | 459 | 7.1831
2011 | 11 | 15 | 3 | 61.3 | 61.3 | 434 | 7.0799
2011 | 11 | 15 | 4 | 66.6 | 66.6 | 475 | 7.1321
2011 | 11 | 15 | 5 | 24.7 | 24.7 | 174 | 7.0445
2011 | 11 | 15 | 6 | 92.9 | 92.9 | 647 | 6.9645
2011 | 11 | 15 | 7 | 82 | 82 | 569 | 6.939
2011 | 11 | 15 | 8 | 119.4 | 119.4 | 816 | 6.8342
2011 | 11 | 15 | 9 | 127.5 | 127.5 | 874 | 6.8549
2011 | 11 | 15 | 10 | 122.6 | 122.6 | 843 | 6.876
2011 | 11 | 15 | 11 | 94.3 | 94.3 | 646 | 6.8505
2011 | 11 | 15 | 12 | 60.9 | 60.9 | 427 | 7.0115
2011 | 11 | 15 | 13 | 93.1 | 93.1 | 656 | 7.0462
2011 | 11 | 15 | 14 | 121.6 | 121.6 | 840 | 6.9079
2011 | 11 | 15 | 15 | 109.1 | 109.1 | 754 | 6.9111
2011 | 11 | 15 | 16 | 100.2 | 100.2 | 690 | 6.8862
2011 | 11 | 15 | 17 | 90.5 | 90.5 | 621 | 6.8619
2011 | 11 | 15 | 18 | 138.2 | 138.2 | 935 | 6.7656
2011 | 11 | 15 | 19 | 137.5 | 137.5 | 927 | 6.7418
2011 | 11 | 15 | 20 | 134.1 | 134.1 | 907 | 6.7636
2011 | 11 | 15 | 21 | 118.9 | 118.9 | 811 | 6.8209
2011 | 11 | 15 | 22 | 102.6 | 102.6 | 710 | 6.9201
2011 | 11 | 15 | 23 | 80.5 | 80.5 | 565 | 7.0186
2011 | 11 | 15 | 24 | 72.2 | 72.2 | 515 | 7.133
2011 | 11 | 16 | 1 | 69.4 | 69.4 | 491 | 7.0749
2011 | 11 | 16 | 2 | 49.6 | 49.6 | 353 | 7.1169
2011 | 11 | 16 | 3 | 82.3 | 82.3 | 587 | 7.1324
2011 | 11 | 16 | 4 | 84.5 | 84.5 | 596 | 7.0533
2011 | 11 | 16 | 5 | 53.3 | 53.3 | 380 | 7.1295
2011 | 11 | 16 | 6 | 60.7 | 60.7 | 429 | 7.0675
2011 | 11 | 16 | 7 | 86.3 | 86.3 | 603 | 6.9873
2011 | 11 | 16 | 8 | 109.2 | 109.2 | 750 | 6.8681
2011 | 11 | 16 | 9 | 106.8 | 106.8 | 740 | 6.9288
2011 | 11 | 16 | 10 | 148.9 | 148.9 | 998 | 6.7025
2011 | 11 | 16 | 11 | 148.1 | 148.1 | 988 | 6.6712
2011 | 11 | 16 | 12 | 126.2 | 126.2 | 858 | 6.7987
2011 | 11 | 16 | 13 | 137.7 | 137.7 | 930 | 6.7538
2011 | 11 | 16 | 14 | 129.5 | 129.5 | 884 | 6.8263
2011 | 11 | 16 | 15 | 132.3 | 132.3 | 923 | 6.9766
2011 | 11 | 16 | 16 | 142.9 | 142.9 | 962 | 6.732
2011 | 11 | 16 | 17 | 107.8 | 107.8 | 740 | 6.8646
2011 | 11 | 16 | 18 | 110.8 | 110.8 | 772 | 6.9675
2011 | 11 | 16 | 19 | 121.2 | 121.2 | 841 | 6.9389
2011 | 11 | 16 | 20 | 104.6 | 104.6 | 734 | 7.0172
2011 | 11 | 16 | 21 | 96.9 | 96.9 | 678 | 6.9969
2011 | 11 | 16 | 22 | 68.4 | 68.4 | 489 | 7.1491
2011 | 11 | 16 | 23 | 78.2 | 78.2 | 561 | 7.1739
2011 | 11 | 16 | 24 | 63.3 | 63.3 | 457 | 7.2196
2011 | 11 | 17 | 1 | 47.1 | 47.1 | 342 | 7.2611
2011 | 11 | 17 | 2 | 23.1 | 23.1 | 165 | 7.1429
2011 | 11 | 17 | 3 | 35.8 | 35.8 | 260 | 7.2626
2011 | 11 | 17 | 4 | 43.8 | 43.8 | 319 | 7.2831
2011 | 11 | 17 | 5 | 74.3 | 74.3 | 528 | 7.1063
2011 | 11 | 17 | 6 | 49 | 49 | 351 | 7.1633
2011 | 11 | 17 | 7 | 88.5 | 88.5 | 627 | 7.0847
2011 | 11 | 17 | 8 | 70.8 | 70.8 | 498 | 7.0339
2011 | 11 | 17 | 9 | 81 | 81 | 575 | 7.0988
2011 | 11 | 17 | 10 | 85.3 | 85.3 | 603 | 7.0692
2011 | 11 | 17 | 11 | 100.8 | 100.8 | 711 | 7.0536
2011 | 11 | 17 | 12 | 125.6 | 125.6 | 867 | 6.9029
2011 | 11 | 17 | 13 | 107.6 | 107.6 | 744 | 6.9145
2011 | 11 | 17 | 14 | 81.6 | 81.6 | 572 | 7.0098
2011 | 11 | 17 | 15 | 110 | 110 | 767 | 6.9727
2011 | 11 | 17 | 16 | 157.1 | 157.1 | 1046 | 6.6582
2011 | 11 | 17 | 17 | 175.1 | 175.1 | 1124 | 6.4192
2011 | 11 | 17 | 18 | 120.7 | 120.7 | 827 | 6.8517
2011 | 11 | 17 | 19 | 137.1 | 137.1 | 935 | 6.8198
2011 | 11 | 17 | 20 | 102.6 | 102.6 | 712 | 6.9396
2011 | 11 | 17 | 21 | 69.6 | 69.6 | 491 | 7.0546
2011 | 11 | 17 | 22 | 87.7 | 87.7 | 623 | 7.1038
2011 | 11 | 17 | 23 | 78.8 | 78.8 | 565 | 7.1701
2011 | 11 | 17 | 24 | 54.2 | 54.2 | 389 | 7.1771
2011 | 11 | 18 | 1 | 26.7 | 26.7 | 193 | 7.2285
2011 | 11 | 18 | 2 | 35.7 | 35.7 | 260 | 7.2829
2011 | 11 | 18 | 3 | 66 | 66 | 477 | 7.2273
2011 | 11 | 18 | 4 | 68.5 | 68.5 | 490 | 7.1533
2011 | 11 | 18 | 5 | 58.4 | 58.4 | 421 | 7.2089
2011 | 11 | 18 | 6 | 82.4 | 82.4 | 587 | 7.1238
2011 | 11 | 18 | 7 | 87.3 | 87.3 | 618 | 7.079
2011 | 11 | 18 | 8 | 112.3 | 112.3 | 786 | 6.9991
2011 | 11 | 18 | 9 | 125.7 | 125.7 | 874 | 6.9531
2011 | 11 | 18 | 10 | 144.2 | 144.2 | 981 | 6.8031
2011 | 11 | 18 | 11 | 125.3 | 125.3 | 867 | 6.9194
2011 | 11 | 18 | 12 | 121.7 | 121.7 | 848 | 6.968
2011 | 11 | 18 | 13 | 109.3 | 109.3 | 768 | 7.0265
2011 | 11 | 18 | 14 | 89.9 | 89.9 | 632 | 7.03
2011 | 11 | 18 | 15 | 94.5 | 94.5 | 666 | 7.0476
2011 | 11 | 18 | 16 | 88.8 | 88.8 | 629 | 7.0833
2011 | 11 | 18 | 17 | 128.1 | 128.1 | 885 | 6.9087
2011 | 11 | 18 | 18 | 120.7 | 120.7 | 832 | 6.8931
2011 | 11 | 18 | 19 | 115.2 | 115.2 | 803 | 6.9705
2011 | 11 | 18 | 20 | 111.7 | 111.7 | 782 | 7.0009
2011 | 11 | 18 | 21 | 87.7 | 87.7 | 616 | 7.0239
2011 | 11 | 18 | 22 | 73.8 | 73.8 | 527 | 7.1409
2011 | 11 | 18 | 23 | 93.6 | 93.6 | 670 | 7.1581
2011 | 11 | 18 | 24 | 102.6 | 102.6 | 725 | 7.0663
2011 | 11 | 19 | 1 | 96.6 | 96.6 | 689 | 7.1325
2011 | 11 | 19 | 2 | 102.2 | 102.2 | 728 | 7.1233
2011 | 11 | 19 | 3 | 94.1 | 94.1 | 661 | 7.0244
2011 | 11 | 19 | 4 | 69 | 69 | 491 | 7.1159
2011 | 11 | 19 | 5 | 87 | 87 | 620 | 7.1264
2011 | 11 | 19 | 6 | 135.7 | 135.7 | 940 | 6.927
2011 | 11 | 19 | 7 | 140.9 | 140.9 | 953 | 6.7637
2011 | 11 | 19 | 8 | 159.1 | 159.1 | 1048 | 6.5871
2011 | 11 | 19 | 9 | 117.1 | 117.1 | 791 | 6.7549
2011 | 11 | 19 | 10 | 116.5 | 116.5 | 795 | 6.824
2011 | 11 | 19 | 11 | 140.4 | 140.4 | 951 | 6.7735
2011 | 11 | 19 | 12 | 140.9 | 140.9 | 948 | 6.7282
2011 | 11 | 19 | 13 | 127.3 | 127.3 | 865 | 6.795
2011 | 11 | 19 | 14 | 120.7 | 120.7 | 824 | 6.8268
2011 | 11 | 19 | 15 | 72.2 | 72.2 | 507 | 7.0222
2011 | 11 | 19 | 16 | 107 | 107 | 744 | 6.9533
2011 | 11 | 19 | 17 | 119 | 119 | 798 | 6.7059
2011 | 11 | 19 | 18 | 99.1 | 99.1 | 683 | 6.892
2011 | 11 | 19 | 19 | 138.9 | 138.9 | 944 | 6.7963
2011 | 11 | 19 | 20 | 144.9 | 144.9 | 964 | 6.6529
2011 | 11 | 19 | 21 | 114 | 114 | 771 | 6.7632
2011 | 11 | 19 | 22 | 105.8 | 105.8 | 724 | 6.8431
2011 | 11 | 19 | 23 | 77.7 | 77.7 | 547 | 7.0399
2011 | 11 | 19 | 24 | 113.9 | 113.9 | 793 | 6.9622
2011 | 11 | 20 | 1 | 78.4 | 78.4 | 540 | 6.8878
2011 | 11 | 20 | 2 | 50.3 | 50.3 | 357 | 7.0974
2011 | 11 | 20 | 3 | 72.5 | 72.5 | 516 | 7.1172
2011 | 11 | 20 | 4 | 106.6 | 106.6 | 742 | 6.9606
2011 | 11 | 20 | 5 | 74.1 | 74.1 | 515 | 6.9501
2011 | 11 | 20 | 6 | 70 | 70 | 492 | 7.0286
2011 | 11 | 20 | 7 | 77.7 | 77.7 | 541 | 6.9627
2011 | 11 | 20 | 8 | 88.9 | 88.9 | 618 | 6.9516
2011 | 11 | 20 | 9 | 119.3 | 119.3 | 816 | 6.8399
2011 | 11 | 20 | 10 | 126 | 126 | 859 | 6.8175
2011 | 11 | 20 | 11 | 120.7 | 120.7 | 819 | 6.7854
2011 | 11 | 20 | 12 | 103.1 | 103.1 | 708 | 6.8671
2011 | 11 | 20 | 13 | 92.5 | 92.5 | 641 | 6.9297
2011 | 11 | 20 | 14 | 87.8 | 87.8 | 611 | 6.959
2011 | 11 | 20 | 15 | 79.8 | 79.8 | 558 | 6.9925
2011 | 11 | 20 | 16 | 79.7 | 79.7 | 552 | 6.926
2011 | 11 | 20 | 17 | 72.5 | 72.5 | 504 | 6.9517
2011 | 11 | 20 | 18 | 106.8 | 106.8 | 737 | 6.9007
2011 | 11 | 20 | 19 | 102.7 | 102.7 | 714 | 6.9523
2011 | 11 | 20 | 20 | 99.5 | 99.5 | 695 | 6.9849
2011 | 11 | 20 | 21 | 99.9 | 99.9 | 696 | 6.967
2011 | 11 | 20 | 22 | 62.4 | 62.4 | 429 | 6.875
2011 | 11 | 20 | 23 | 79.9 | 79.9 | 570 | 7.1339
2011 | 11 | 20 | 24 | 98.4 | 98.4 | 693 | 7.0427
2011 | 11 | 21 | 1 | 110.5 | 110.5 | 768 | 6.9502
2011 | 11 | 21 | 2 | 72.8 | 72.8 | 513 | 7.0467
2011 | 11 | 21 | 3 | 55 | 55 | 395 | 7.1818
2011 | 11 | 21 | 4 | 50.3 | 50.3 | 361 | 7.1769
2011 | 11 | 21 | 5 | 58.8 | 58.8 | 420 | 7.1429
2011 | 11 | 21 | 6 | 62.8 | 62.8 | 444 | 7.0701
2011 | 11 | 21 | 7 | 98 | 98 | 686 | 7
2011 | 11 | 21 | 8 | 111.6 | 111.6 | 766 | 6.8638
2011 | 11 | 21 | 9 | 108.5 | 108.5 | 746 | 6.8756
2011 | 11 | 21 | 10 | 124.6 | 124.6 | 855 | 6.862
2011 | 11 | 21 | 11 | 161.3 | 161.3 | 1057 | 6.553
2011 | 11 | 21 | 12 | 135.3 | 135.3 | 913 | 6.748
2011 | 11 | 21 | 13 | 143.5 | 143.5 | 960 | 6.6899
2011 | 11 | 21 | 14 | 128.4 | 128.4 | 871 | 6.7835
2011 | 11 | 21 | 15 | 124.1 | 124.1 | 844 | 6.801
2011 | 11 | 21 | 16 | 119.4 | 119.4 | 816 | 6.8342
2011 | 11 | 21 | 17 | 122.6 | 122.6 | 839 | 6.8434
2011 | 11 | 21 | 18 | 122.5 | 122.5 | 835 | 6.8163
2011 | 11 | 21 | 19 | 110.4 | 110.4 | 761 | 6.8931
2011 | 11 | 21 | 20 | 113.9 | 113.9 | 787 | 6.9096
2011 | 11 | 21 | 21 | 122.2 | 122.2 | 841 | 6.8822
2011 | 11 | 21 | 22 | 99.5 | 99.5 | 689 | 6.9246
2011 | 11 | 21 | 23 | 87.6 | 87.6 | 617 | 7.0434
2011 | 11 | 21 | 24 | 68.7 | 68.7 | 486 | 7.0742
2011 | 11 | 22 | 1 | 45.8 | 45.8 | 327 | 7.1397
2011 | 11 | 22 | 2 | 15.1 | 15.1 | 103 | 6.8212
2011 | 11 | 22 | 3 | 14.9 | 14.9 | 102 | 6.8456
2011 | 11 | 22 | 4 | 31.2 | 31.2 | 225 | 7.2115
2011 | 11 | 22 | 5 | 31.5 | 31.5 | 224 | 7.1111
2011 | 11 | 22 | 6 | 73.2 | 73.2 | 517 | 7.0628
2011 | 11 | 22 | 7 | 104.1 | 104.1 | 722 | 6.9356
2011 | 11 | 22 | 8 | 106.9 | 106.9 | 736 | 6.8849
2011 | 11 | 22 | 9 | 116.1 | 116.1 | 799 | 6.882
2011 | 11 | 22 | 10 | 118.5 | 118.5 | 814 | 6.8692
2011 | 11 | 22 | 11 | 101.9 | 101.9 | 700 | 6.8695
2011 | 11 | 22 | 12 | 68.2 | 68.2 | 479 | 7.0235
2011 | 11 | 22 | 13 | 81.8 | 81.8 | 574 | 7.0171
2011 | 11 | 22 | 14 | 96.5 | 96.5 | 675 | 6.9948
2011 | 11 | 22 | 15 | 104.1 | 104.1 | 721 | 6.926
2011 | 11 | 22 | 16 | 112.8 | 112.8 | 777 | 6.8883
2011 | 11 | 22 | 17 | 113.1 | 113.1 | 778 | 6.8789
2011 | 11 | 22 | 18 | 108.2 | 108.2 | 745 | 6.8854
2011 | 11 | 22 | 19 | 95 | 95 | 659 | 6.9368
2011 | 11 | 22 | 20 | 96.2 | 96.2 | 670 | 6.9647
2011 | 11 | 22 | 21 | 106.9 | 106.9 | 743 | 6.9504
2011 | 11 | 22 | 22 | 94.2 | 94.2 | 569 | 6.0403
2011 | 11 | 22 | 23 | 67.7 | 67.7 | 482 | 7.1196
2011 | 11 | 22 | 24 | 49.1 | 49.1 | 351 | 7.1487
2011 | 11 | 23 | 1 | 27.1 | 27.1 | 193 | 7.1218
2011 | 11 | 23 | 2 | 12.5 | 12.5 | 85 | 6.8
2011 | 11 | 23 | 3 | 34.8 | 34.8 | 246 | 7.069
2011 | 11 | 23 | 4 | 45.7 | 45.7 | 327 | 7.1554
2011 | 11 | 23 | 5 | 51.7 | 51.7 | 367 | 7.0986
2011 | 11 | 23 | 6 | 55.8 | 55.8 | 395 | 7.0789
2011 | 11 | 23 | 7 | 119.7 | 119.7 | 849 | 7.0927
2011 | 11 | 23 | 8 | 117.1 | 117.1 | 803 | 6.8574
2011 | 11 | 23 | 9 | 111.8 | 111.8 | 768 | 6.8694
2011 | 11 | 23 | 10 | 91.4 | 91.4 | 634 | 6.9365
2011 | 11 | 23 | 11 | 78.5 | 78.5 | 460 | 5.8599
2011 | 11 | 23 | 12 | 42.2 | 42.2 | 296 | 7.0142
2011 | 11 | 23 | 13 | 49.2 | 49.2 | 349 | 7.0935
2011 | 11 | 23 | 14 | 101.1 | 101.1 | 708 | 7.003
2011 | 11 | 23 | 15 | 117.6 | 117.6 | 811 | 6.8963
2011 | 11 | 23 | 16 | 115.4 | 115.4 | 791 | 6.8544
2011 | 11 | 23 | 17 | 95.5 | 95.5 | 660 | 6.911
2011 | 11 | 23 | 18 | 102.3 | 102.3 | 714 | 6.9795
2011 | 11 | 23 | 19 | 108.5 | 108.5 | 754 | 6.9493
2011 | 11 | 23 | 20 | 96.5 | 96.5 | 672 | 6.9637
2011 | 11 | 23 | 21 | 81.2 | 81.2 | 565 | 6.9581
2011 | 11 | 23 | 22 | 71.8 | 71.8 | 509 | 7.0891
2011 | 11 | 23 | 23 | 86.5 | 86.5 | 611 | 7.0636
2011 | 11 | 23 | 24 | 72.6 | 72.6 | 512 | 7.0523
2011 | 11 | 24 | 1 | 47.6 | 47.6 | 339 | 7.1218
2011 | 11 | 24 | 2 | 61.1 | 61.1 | 435 | 7.1195
2011 | 11 | 24 | 3 | 48.9 | 48.9 | 348 | 7.1166
2011 | 11 | 24 | 4 | 52.9 | 52.9 | 377 | 7.1267
2011 | 11 | 24 | 5 | 69.9 | 69.9 | 492 | 7.0386
2011 | 11 | 24 | 6 | 77.3 | 77.3 | 542 | 7.0116
2011 | 11 | 24 | 7 | 89.5 | 89.5 | 623 | 6.9609
2011 | 11 | 24 | 8 | 90.8 | 90.8 | 643 | 7.0815
2011 | 11 | 24 | 9 | 114.4 | 114.4 | 786 | 6.8706
2011 | 11 | 24 | 10 | 101.5 | 101.5 | 698 | 6.8768
2011 | 11 | 24 | 11 | 110.7 | 110.7 | 762 | 6.8835
2011 | 11 | 24 | 12 | 125.3 | 125.3 | 855 | 6.8236
2011 | 11 | 24 | 13 | 137.1 | 137.1 | 925 | 6.7469
2011 | 11 | 24 | 14 | 123.5 | 123.5 | 844 | 6.834
2011 | 11 | 24 | 15 | 103.5 | 103.5 | 718 | 6.9372
2011 | 11 | 24 | 16 | 86.8 | 86.8 | 606 | 6.9816
2011 | 11 | 24 | 17 | 68.9 | 68.9 | 486 | 7.0537
2011 | 11 | 24 | 18 | 57.8 | 57.8 | 412 | 7.128
2011 | 11 | 24 | 19 | 80.1 | 80.1 | 564 | 7.0412
2011 | 11 | 24 | 20 | 76.8 | 76.8 | 546 | 7.1094
2011 | 11 | 24 | 21 | 89.6 | 89.6 | 628 | 7.0089
2011 | 11 | 24 | 22 | 70.9 | 70.9 | 502 | 7.0804
2011 | 11 | 24 | 23 | 68.2 | 68.2 | 482 | 7.0674
2011 | 11 | 24 | 24 | 31.1 | 31.1 | 222 | 7.1383
2011 | 11 | 25 | 1 | 18 | 18 | 126 | 7
2011 | 11 | 25 | 2 | 12.1 | 12.1 | 82 | 6.7769
2011 | 11 | 25 | 3 | 12.1 | 12.1 | 83 | 6.8595
2011 | 11 | 25 | 4 | 12.5 | 12.5 | 86 | 6.88
2011 | 11 | 25 | 5 | 31.3 | 31.3 | 221 | 7.0607
2011 | 11 | 25 | 6 | 67.9 | 67.9 | 483 | 7.1134
2011 | 11 | 25 | 7 | 127.7 | 127.7 | 868 | 6.7972
2011 | 11 | 25 | 8 | 110.5 | 110.5 | 755 | 6.8326
2011 | 11 | 25 | 9 | 99.4 | 99.4 | 689 | 6.9316
2011 | 11 | 25 | 10 | 87.8 | 87.8 | 610 | 6.9476
2011 | 11 | 25 | 11 | 27.4 | 27.4 | 189 | 6.8978
2011 | 11 | 25 | 12 | 12.1 | 12.1 | 78 | 6.4463
2011 | 11 | 25 | 13 | 39.2 | 39.2 | 280 | 7.1429
2011 | 11 | 25 | 14 | 77.7 | 77.7 | 549 | 7.0656
2011 | 11 | 25 | 15 | 99.5 | 99.5 | 689 | 6.9246
2011 | 11 | 25 | 16 | 96.4 | 96.4 | 666 | 6.9087
2011 | 11 | 25 | 17 | 115.7 | 115.7 | 792 | 6.8453
2011 | 11 | 25 | 18 | 112.8 | 112.8 | 772 | 6.844
2011 | 11 | 25 | 19 | 112.6 | 112.6 | 771 | 6.8472
2011 | 11 | 25 | 20 | 114.4 | 114.4 | 784 | 6.8531
2011 | 11 | 25 | 21 | 122.1 | 122.1 | 832 | 6.8141
2011 | 11 | 25 | 22 | 118.5 | 118.5 | 810 | 6.8354
2011 | 11 | 25 | 23 | 103.9 | 103.9 | 717 | 6.9009
2011 | 11 | 25 | 24 | 98.7 | 98.7 | 683 | 6.92
2011 | 11 | 26 | 1 | 64.5 | 64.5 | 455 | 7.0543
2011 | 11 | 26 | 2 | 46.8 | 46.8 | 335 | 7.1581
2011 | 11 | 26 | 3 | 47.6 | 47.6 | 340 | 7.1429
2011 | 11 | 26 | 4 | 35.2 | 35.2 | 250 | 7.1023
2011 | 11 | 26 | 5 | 52.6 | 52.6 | 376 | 7.1483
2011 | 11 | 26 | 6 | 72.8 | 72.8 | 514 | 7.0604
2011 | 11 | 26 | 7 | 105.9 | 105.9 | 733 | 6.9216
2011 | 11 | 26 | 8 | 96.6 | 96.6 | 668 | 6.9151
2011 | 11 | 26 | 9 | 104.5 | 104.5 | 726 | 6.9474
2011 | 11 | 26 | 10 | 109.3 | 109.3 | 755 | 6.9076
2011 | 11 | 26 | 11 | 101.2 | 101.2 | 700 | 6.917
2011 | 11 | 26 | 12 | 81.5 | 81.5 | 566 | 6.9448
2011 | 11 | 26 | 13 | 89.1 | 89.1 | 620 | 6.9585
2011 | 11 | 26 | 14 | 95.5 | 95.5 | 667 | 6.9843
2011 | 11 | 26 | 15 | 88.3 | 88.3 | 619 | 7.0102
2011 | 11 | 26 | 16 | 89.9 | 89.9 | 628 | 6.9855
2011 | 11 | 26 | 17 | 111.1 | 111.1 | 771 | 6.9397
2011 | 11 | 26 | 18 | 121.5 | 121.5 | 830 | 6.8313
2011 | 11 | 26 | 19 | 120.7 | 120.7 | 822 | 6.8103
2011 | 11 | 26 | 20 | 136.9 | 136.9 | 922 | 6.7348
2011 | 11 | 26 | 21 | 130.3 | 130.3 | 880 | 6.7536
2011 | 11 | 26 | 22 | 114.3 | 114.3 | 782 | 6.8416
2011 | 11 | 26 | 23 | 89 | 89 | 618 | 6.9438
2011 | 11 | 26 | 24 | 72.9 | 72.9 | 511 | 7.0096
2011 | 11 | 27 | 1 | 47.3 | 47.3 | 337 | 7.1247
2011 | 11 | 27 | 2 | 34.6 | 34.6 | 247 | 7.1387
2011 | 11 | 27 | 3 | 63.5 | 63.5 | 452 | 7.1181
2011 | 11 | 27 | 4 | 74.8 | 74.8 | 529 | 7.0722
2011 | 11 | 27 | 5 | 60.5 | 60.5 | 427 | 7.0579
2011 | 11 | 27 | 6 | 46.5 | 46.5 | 333 | 7.1613
2011 | 11 | 27 | 7 | 71.7 | 71.7 | 509 | 7.099
2011 | 11 | 27 | 8 | 67.7 | 67.7 | 480 | 7.0901
2011 | 11 | 27 | 9 | 60.1 | 60.1 | 427 | 7.1048
2011 | 11 | 27 | 10 | 62.6 | 62.6 | 444 | 7.0927
2011 | 11 | 27 | 11 | 79.2 | 79.2 | 560 | 7.0707
2011 | 11 | 27 | 12 | 80.9 | 80.9 | 571 | 7.0581
2011 | 11 | 27 | 13 | 80.4 | 80.4 | 567 | 7.0522
2011 | 11 | 27 | 14 | 80.3 | 80.3 | 569 | 7.0859
2011 | 11 | 27 | 15 | 90.5 | 90.5 | 637 | 7.0387
2011 | 11 | 27 | 16 | 71.9 | 71.9 | 509 | 7.0793
2011 | 11 | 27 | 17 | 80.6 | 80.6 | 570 | 7.072
2011 | 11 | 27 | 18 | 78 | 78 | 549 | 7.0385
2011 | 11 | 27 | 19 | 83.7 | 83.7 | 592 | 7.0729
2011 | 11 | 27 | 20 | 103.7 | 103.7 | 720 | 6.9431
2011 | 11 | 27 | 21 | 107.7 | 107.7 | 746 | 6.9266
2011 | 11 | 27 | 22 | 104.2 | 104.2 | 729 | 6.9962
2011 | 11 | 27 | 23 | 99.9 | 99.9 | 699 | 6.997
2011 | 11 | 27 | 24 | 79.8 | 79.8 | 564 | 7.0677
2011 | 11 | 28 | 1 | 60.7 | 60.7 | 434 | 7.1499
2011 | 11 | 28 | 2 | 55.9 | 55.9 | 403 | 7.2093
2011 | 11 | 28 | 3 | 25.8 | 25.8 | 181 | 7.0155
2011 | 11 | 28 | 4 | 36.7 | 36.7 | 265 | 7.2207
2011 | 11 | 28 | 5 | 50.3 | 50.3 | 361 | 7.1769
2011 | 11 | 28 | 6 | 99.2 | 99.2 | 692 | 6.9758
2011 | 11 | 28 | 7 | 125.4 | 125.4 | 857 | 6.8341
2011 | 11 | 28 | 8 | 132.4 | 132.4 | 897 | 6.7749
2011 | 11 | 28 | 9 | 137.4 | 137.4 | 930 | 6.7686
2011 | 11 | 28 | 10 | 140.7 | 140.7 | 951 | 6.7591
2011 | 11 | 28 | 11 | 129.1 | 129.1 | 880 | 6.8164
2011 | 11 | 28 | 12 | 114.1 | 114.1 | 786 | 6.8887
2011 | 11 | 28 | 13 | 105.7 | 105.7 | 737 | 6.9726
2011 | 11 | 28 | 14 | 112.7 | 112.7 | 784 | 6.9565
2011 | 11 | 28 | 15 | 102.7 | 102.7 | 717 | 6.9815
2011 | 11 | 28 | 16 | 98.3 | 98.3 | 689 | 7.0092
2011 | 11 | 28 | 17 | 114 | 114 | 785 | 6.886
2011 | 11 | 28 | 18 | 126.8 | 126.8 | 863 | 6.806
2011 | 11 | 28 | 19 | 135.6 | 135.6 | 922 | 6.7994
2011 | 11 | 28 | 20 | 133.3 | 133.3 | 906 | 6.7967
2011 | 11 | 28 | 21 | 115.3 | 115.3 | 792 | 6.869
2011 | 11 | 28 | 22 | 92.8 | 92.8 | 646 | 6.9612
2011 | 11 | 28 | 23 | 83.1 | 83.1 | 587 | 7.0638
2011 | 11 | 28 | 24 | 83.2 | 83.2 | 592 | 7.1154
2011 | 11 | 29 | 1 | 78 | 78 | 550 | 7.0513
2011 | 11 | 29 | 2 | 52 | 52 | 372 | 7.1538
2011 | 11 | 29 | 3 | 69.6 | 69.6 | 501 | 7.1983
2011 | 11 | 29 | 4 | 78.9 | 78.9 | 557 | 7.0596
2011 | 11 | 29 | 5 | 88.5 | 88.5 | 622 | 7.0282
2011 | 11 | 29 | 6 | 86.8 | 86.8 | 607 | 6.9931
2011 | 11 | 29 | 7 | 118.3 | 118.3 | 805 | 6.8047
2011 | 11 | 29 | 8 | 101.9 | 101.9 | 699 | 6.8597
2011 | 11 | 29 | 9 | 120.7 | 120.7 | 828 | 6.86
2011 | 11 | 29 | 10 | 137.6 | 137.6 | 931 | 6.766
2011 | 11 | 29 | 11 | 136.7 | 136.7 | 921 | 6.7374
2011 | 11 | 29 | 12 | 126.9 | 126.9 | 868 | 6.84
2011 | 11 | 29 | 13 | 131.7 | 131.7 | 896 | 6.8033
2011 | 11 | 29 | 14 | 125.2 | 125.2 | 853 | 6.8131
2011 | 11 | 29 | 15 | 110.1 | 110.1 | 758 | 6.8847
2011 | 11 | 29 | 16 | 99.6 | 99.6 | 691 | 6.9378
2011 | 11 | 29 | 17 | 96.8 | 96.8 | 675 | 6.9731
2011 | 11 | 29 | 18 | 94.8 | 94.8 | 659 | 6.9515
2011 | 11 | 29 | 19 | 87.5 | 87.5 | 608 | 6.9486
2011 | 11 | 29 | 20 | 109.3 | 109.3 | 763 | 6.9808
2011 | 11 | 29 | 21 | 121.5 | 121.5 | 840 | 6.9136
2011 | 11 | 29 | 22 | 111.6 | 111.6 | 773 | 6.9265
2011 | 11 | 29 | 23 | 79.5 | 79.5 | 557 | 7.0063
2011 | 11 | 29 | 24 | 56.9 | 56.9 | 407 | 7.1529
2011 | 11 | 30 | 1 | 36.1 | 36.1 | 258 | 7.1468
2011 | 11 | 30 | 2 | 15.4 | 15.4 | 103 | 6.6883
2011 | 11 | 30 | 3 | 21 | 21 | 148 | 7.0476
2011 | 11 | 30 | 4 | 54.3 | 54.3 | 394 | 7.256
2011 | 11 | 30 | 5 | 56.2 | 56.2 | 405 | 7.2064
2011 | 11 | 30 | 6 | 63.3 | 63.3 | 452 | 7.1406
2011 | 11 | 30 | 7 | 100.7 | 100.7 | 699 | 6.9414
2011 | 11 | 30 | 8 | 107.1 | 107.1 | 742 | 6.9281
2011 | 11 | 30 | 9 | 108.8 | 108.8 | 752 | 6.9118
2011 | 11 | 30 | 10 | 104.6 | 104.6 | 726 | 6.9407
2011 | 11 | 30 | 11 | 95.6 | 95.6 | 667 | 6.977
2011 | 11 | 30 | 12 | 88.6 | 88.6 | 620 | 6.9977
2011 | 11 | 30 | 13 | 95.6 | 95.6 | 657 | 6.8724
2011 | 11 | 30 | 14 | 96.7 | 96.7 | 693 | 7.1665
2011 | 11 | 30 | 15 | 100.5 | 100.5 | 701 | 6.9751
2011 | 11 | 30 | 16 | 104.1 | 104.1 | 727 | 6.9837
2011 | 11 | 30 | 17 | 128.6 | 128.6 | 875 | 6.804
2011 | 11 | 30 | 18 | 131.7 | 131.7 | 890 | 6.7578
2011 | 11 | 30 | 19 | 125 | 125 | 850 | 6.8
2011 | 11 | 30 | 20 | 130.4 | 130.4 | 886 | 6.7945
2011 | 11 | 30 | 21 | 123.7 | 123.7 | 843 | 6.8149
2011 | 11 | 30 | 22 | 106.4 | 106.4 | 736 | 6.9173
2011 | 11 | 30 | 23 | 95 | 95 | 663 | 6.9789
2011 | 11 | 30 | 24 | 81.7 | 81.7 | 572 | 7.0012
2011 | 12 | 1 | 1 | 37.7 | 37.7 | 267 | 7.0822
2011 | 12 | 1 | 2 | 23.2 | 23.2 | 164 | 7.069
2011 | 12 | 1 | 3 | 12.3 | 12.3 | 80 | 6.5041
2011 | 12 | 1 | 4 | 26.4 | 26.4 | 186 | 7.0455
2011 | 12 | 1 | 5 | 82.5 | 82.5 | 581 | 7.0424
2011 | 12 | 1 | 6 | 95.7 | 95.7 | 663 | 6.9279
2011 | 12 | 1 | 7 | 129.6 | 129.6 | 878 | 6.7747
2011 | 12 | 1 | 8 | 134.8 | 134.8 | 908 | 6.7359
2011 | 12 | 1 | 9 | 114.9 | 114.9 | 785 | 6.832
2011 | 12 | 1 | 10 | 110 | 110 | 760 | 6.9091
2011 | 12 | 1 | 11 | 108 | 108 | 748 | 6.9259
2011 | 12 | 1 | 12 | 109.2 | 109.2 | 758 | 6.9414
2011 | 12 | 1 | 13 | 112 | 112 | 774 | 6.9107
2011 | 12 | 1 | 14 | 118.2 | 118.2 | 816 | 6.9036
2011 | 12 | 1 | 15 | 118.2 | 118.2 | 814 | 6.8866
2011 | 12 | 1 | 16 | 112.3 | 112.3 | 774 | 6.8923
2011 | 12 | 1 | 17 | 104 | 104 | 725 | 6.9712
2011 | 12 | 1 | 18 | 112.5 | 112.5 | 808 | 7.1822
2011 | 12 | 1 | 19 | 109.3 | 109.3 | 755 | 6.9076
2011 | 12 | 1 | 20 | 102.1 | 102.1 | 707 | 6.9246
2011 | 12 | 1 | 21 | 105 | 105 | 729 | 6.9429
2011 | 12 | 1 | 22 | 103.8 | 103.8 | 723 | 6.9653
2011 | 12 | 1 | 23 | 67.5 | 67.5 | 476 | 7.0519
2011 | 12 | 1 | 24 | 45.8 | 45.8 | 335 | 7.3144
2011 | 12 | 2 | 1 | 49.3 | 49.3 | 351 | 7.1197
2011 | 12 | 2 | 2 | 12.2 | 12.2 | 81 | 6.6393
2011 | 12 | 2 | 3 | 27.8 | 27.8 | 199 | 7.1583
2011 | 12 | 2 | 4 | 51.3 | 51.3 | 373 | 7.271
2011 | 12 | 2 | 5 | 58.9 | 58.9 | 419 | 7.1138
2011 | 12 | 2 | 6 | 45.6 | 45.6 | 326 | 7.1491
2011 | 12 | 2 | 7 | 95.3 | 95.3 | 669 | 7.0199
2011 | 12 | 2 | 8 | 109.8 | 109.8 | 756 | 6.8852
2011 | 12 | 2 | 9 | 91.8 | 91.8 | 633 | 6.8954
2011 | 12 | 2 | 10 | 111.4 | 111.4 | 764 | 6.8582
2011 | 12 | 2 | 11 | 114.8 | 114.8 | 788 | 6.8641
2011 | 12 | 2 | 12 | 132 | 132 | 898 | 6.803
2011 | 12 | 2 | 13 | 116.3 | 116.3 | 801 | 6.8874
2011 | 12 | 2 | 14 | 121.1 | 121.1 | 834 | 6.8869
2011 | 12 | 2 | 15 | 117.3 | 117.3 | 807 | 6.8798
2011 | 12 | 2 | 16 | 121.4 | 121.4 | 835 | 6.8781
2011 | 12 | 2 | 17 | 122.3 | 122.3 | 839 | 6.8602
2011 | 12 | 2 | 18 | 124.8 | 124.8 | 848 | 6.7949
2011 | 12 | 2 | 19 | 123.9 | 123.9 | 844 | 6.8119
2011 | 12 | 2 | 20 | 130.7 | 130.7 | 891 | 6.8171
2011 | 12 | 2 | 21 | 130.5 | 130.5 | 887 | 6.7969
2011 | 12 | 2 | 22 | 107.2 | 107.2 | 738 | 6.8843
2011 | 12 | 2 | 23 | 79.5 | 79.5 | 557 | 7.0063
2011 | 12 | 2 | 24 | 81.1 | 81.1 | 577 | 7.1147
2011 | 12 | 3 | 1 | 86.8 | 86.8 | 611 | 7.0392
2011 | 12 | 3 | 2 | 66.6 | 66.6 | 472 | 7.0871
2011 | 12 | 3 | 3 | 51.1 | 51.1 | 365 | 7.1429
2011 | 12 | 3 | 4 | 57.9 | 57.9 | 413 | 7.133
2011 | 12 | 3 | 5 | 68.6 | 68.6 | 487 | 7.0991
2011 | 12 | 3 | 6 | 68.8 | 68.8 | 489 | 7.1076
2011 | 12 | 3 | 7 | 84.4 | 84.4 | 595 | 7.0498
2011 | 12 | 3 | 8 | 108.2 | 108.2 | 753 | 6.9593
2011 | 12 | 3 | 9 | 107 | 107 | 740 | 6.9159
2011 | 12 | 3 | 10 | 107.6 | 107.6 | 745 | 6.9238
2011 | 12 | 3 | 11 | 107.2 | 107.2 | 745 | 6.9496
2011 | 12 | 3 | 12 | 113.8 | 113.8 | 788 | 6.9244
2011 | 12 | 3 | 13 | 108.1 | 108.1 | 749 | 6.9288
2011 | 12 | 3 | 14 | 101 | 101 | 706 | 6.9901
2011 | 12 | 3 | 15 | 96.5 | 96.5 | 672 | 6.9637
2011 | 12 | 3 | 16 | 87.4 | 87.4 | 612 | 7.0023
2011 | 12 | 3 | 17 | 96.4 | 96.4 | 671 | 6.9606
2011 | 12 | 3 | 18 | 87.6 | 87.6 | 607 | 6.9292
2011 | 12 | 3 | 19 | 107.4 | 107.4 | 747 | 6.9553
2011 | 12 | 3 | 20 | 111.5 | 111.5 | 775 | 6.9507
2011 | 12 | 3 | 21 | 119.7 | 119.7 | 878 | 7.335
2011 | 12 | 3 | 22 | 117.3 | 117.3 | 810 | 6.9054
2011 | 12 | 3 | 23 | 109.7 | 109.7 | 764 | 6.9644
2011 | 12 | 3 | 24 | 98.6 | 98.6 | 693 | 7.0284
2011 | 12 | 4 | 1 | 91.5 | 91.5 | 639 | 6.9836
2011 | 12 | 4 | 2 | 68.6 | 68.6 | 483 | 7.0408
2011 | 12 | 4 | 3 | 77.2 | 77.2 | 551 | 7.1373
2011 | 12 | 4 | 4 | 90.7 | 90.7 | 642 | 7.0783
2011 | 12 | 4 | 5 | 95.4 | 95.4 | 668 | 7.0021
2011 | 12 | 4 | 6 | 84.6 | 84.6 | 597 | 7.0567
2011 | 12 | 4 | 7 | 68.5 | 68.5 | 485 | 7.0803
2011 | 12 | 4 | 8 | 89.9 | 89.9 | 635 | 7.0634
2011 | 12 | 4 | 9 | 93.6 | 93.6 | 660 | 7.0513
2011 | 12 | 4 | 11 | 101.5 | 101.5 | 706 | 6.9557
2011 | 12 | 4 | 12 | 89.7 | 89.7 | 627 | 6.99
2011 | 12 | 4 | 13 | 79 | 79 | 555 | 7.0253
2011 | 12 | 4 | 14 | 81.6 | 81.6 | 575 | 7.0466
2011 | 12 | 4 | 15 | 82.6 | 82.6 | 581 | 7.0339
2011 | 12 | 4 | 16 | 94.7 | 94.7 | 663 | 7.0011
2011 | 12 | 4 | 17 | 110 | 110 | 761 | 6.9182
2011 | 12 | 4 | 18 | 142.5 | 142.5 | 958 | 6.7228
2011 | 12 | 4 | 19 | 147.5 | 147.5 | 984 | 6.6712
2011 | 12 | 4 | 20 | 151.8 | 151.8 | 1008 | 6.6403
2011 | 12 | 4 | 21 | 152.7 | 152.7 | 1010 | 6.6143
2011 | 12 | 4 | 22 | 135.6 | 135.6 | 915 | 6.7478
2011 | 12 | 4 | 23 | 116.8 | 116.8 | 803 | 6.875
2011 | 12 | 4 | 24 | 96.9 | 96.9 | 678 | 6.9969
2011 | 12 | 5 | 1 | 74 | 74 | 521 | 7.0405
2011 | 12 | 5 | 2 | 53.3 | 53.3 | 373 | 6.9981
2011 | 12 | 5 | 3 | 51.1 | 51.1 | 364 | 7.1233
2011 | 12 | 5 | 4 | 77.5 | 77.5 | 550 | 7.0968
2011 | 12 | 5 | 5 | 102.4 | 102.4 | 716 | 6.9922
2011 | 12 | 5 | 6 | 114.2 | 114.2 | 788 | 6.9002
2011 | 12 | 5 | 7 | 126.8 | 126.8 | 867 | 6.8375
2011 | 12 | 5 | 8 | 127.5 | 127.5 | 867 | 6.8
2011 | 12 | 5 | 9 | 136.4 | 136.4 | 921 | 6.7522
2011 | 12 | 5 | 10 | 144.9 | 144.9 | 970 | 6.6943
2011 | 12 | 5 | 11 | 139.4 | 139.4 | 936 | 6.7145
2011 | 12 | 5 | 12 | 114.5 | 114.5 | 787 | 6.8734
2011 | 12 | 5 | 13 | 109.2 | 109.2 | 754 | 6.9048
2011 | 12 | 5 | 14 | 124.9 | 124.9 | 859 | 6.8775
2011 | 12 | 5 | 15 | 124.2 | 124.2 | 847 | 6.8196
2011 | 12 | 5 | 16 | 125.7 | 125.7 | 853 | 6.786
2011 | 12 | 5 | 17 | 128.4 | 128.4 | 871 | 6.7835
2011 | 12 | 5 | 18 | 127.9 | 127.9 | 869 | 6.7944
2011 | 12 | 5 | 19 | 127.8 | 127.8 | 866 | 6.7762
2011 | 12 | 5 | 20 | 150.8 | 150.8 | 1001 | 6.6379
2011 | 12 | 5 | 21 | 146.1 | 146.1 | 978 | 6.694
2011 | 12 | 5 | 22 | 128.9 | 128.9 | 874 | 6.7804
2011 | 12 | 5 | 23 | 75.5 | 75.5 | 529 | 7.0066
2011 | 12 | 5 | 24 | 62 | 62 | 439 | 7.0806
2011 | 12 | 6 | 1 | 51.5 | 51.5 | 365 | 7.0874
2011 | 12 | 6 | 2 | 68.7 | 68.7 | 490 | 7.1325
2011 | 12 | 6 | 3 | 101.9 | 101.9 | 718 | 7.0461
2011 | 12 | 6 | 4 | 112.8 | 112.8 | 784 | 6.9504
2011 | 12 | 6 | 5 | 102.1 | 102.1 | 712 | 6.9736
2011 | 12 | 6 | 6 | 80.1 | 80.1 | 563 | 7.0287
2011 | 12 | 6 | 7 | 91.1 | 91.1 | 635 | 6.9704
2011 | 12 | 6 | 8 | 97.9 | 97.9 | 683 | 6.9765
2011 | 12 | 6 | 9 | 120.2 | 120.2 | 830 | 6.9052
2011 | 12 | 6 | 10 | 125.2 | 125.2 | 861 | 6.877
2011 | 12 | 6 | 11 | 122.5 | 122.5 | 837 | 6.8327
2011 | 12 | 6 | 12 | 118 | 118 | 811 | 6.8729
2011 | 12 | 6 | 13 | 116.6 | 116.6 | 803 | 6.8868
2011 | 12 | 6 | 14 | 112.5 | 112.5 | 779 | 6.9244
2011 | 12 | 6 | 15 | 100.5 | 100.5 | 701 | 6.9751
2011 | 12 | 6 | 16 | 94.7 | 94.7 | 661 | 6.9799
2011 | 12 | 6 | 17 | 95.9 | 95.9 | 671 | 6.9969
2011 | 12 | 6 | 18 | 114 | 114 | 792 | 6.9474
2011 | 12 | 6 | 19 | 141.8 | 141.8 | 958 | 6.756
2011 | 12 | 6 | 20 | 141.7 | 141.7 | 955 | 6.7396
2011 | 12 | 6 | 21 | 144.8 | 144.8 | 969 | 6.692
2011 | 12 | 6 | 22 | 117.8 | 117.8 | 812 | 6.893
2011 | 12 | 6 | 23 | 105.7 | 105.7 | 737 | 6.9726
2011 | 12 | 6 | 24 | 94.7 | 94.7 | 667 | 7.0433
2011 | 12 | 7 | 1 | 92 | 92 | 646 | 7.0217
2011 | 12 | 7 | 2 | 94.3 | 94.3 | 661 | 7.0095
2011 | 12 | 7 | 3 | 99.7 | 99.7 | 693 | 6.9509
2011 | 12 | 7 | 4 | 99.9 | 99.9 | 692 | 6.9269
2011 | 12 | 7 | 5 | 40.1 | 40.1 | 277 | 6.9077
2011 | 12 | 7 | 6 | 48.1 | 48.1 | 343 | 7.131
2011 | 12 | 7 | 7 | 115.2 | 115.2 | 804 | 6.9792
2011 | 12 | 7 | 8 | 146.5 | 146.5 | 993 | 6.7782
2011 | 12 | 7 | 9 | 139.3 | 139.3 | 946 | 6.7911
2011 | 12 | 7 | 10 | 121.1 | 121.1 | 836 | 6.9034
2011 | 12 | 7 | 11 | 118.6 | 118.6 | 818 | 6.8971
2011 | 12 | 7 | 12 | 130.1 | 130.1 | 888 | 6.8255
2011 | 12 | 7 | 13 | 127.9 | 127.9 | 871 | 6.81
2011 | 12 | 7 | 14 | 114.7 | 114.7 | 792 | 6.905
2011 | 12 | 7 | 15 | 94.5 | 94.5 | 662 | 7.0053
2011 | 12 | 7 | 16 | 91.8 | 91.8 | 644 | 7.0153
2011 | 12 | 7 | 17 | 96 | 96 | 670 | 6.9792
2011 | 12 | 7 | 18 | 111.3 | 111.3 | 769 | 6.9093
2011 | 12 | 7 | 19 | 115.8 | 115.8 | 798 | 6.8912
2011 | 12 | 7 | 20 | 131.9 | 131.9 | 900 | 6.8234
2011 | 12 | 7 | 21 | 141.4 | 141.4 | 954 | 6.7468
2011 | 12 | 7 | 22 | 130.4 | 130.4 | 890 | 6.8252
2011 | 12 | 7 | 23 | 116.2 | 116.2 | 802 | 6.9019
2011 | 12 | 7 | 24 | 103.4 | 103.4 | 724 | 7.0019
2011 | 12 | 8 | 1 | 86 | 86 | 603 | 7.0116
2011 | 12 | 8 | 2 | 65.8 | 65.8 | 465 | 7.0669
2011 | 12 | 8 | 3 | 45.6 | 45.6 | 325 | 7.1272
2011 | 12 | 8 | 4 | 47.5 | 47.5 | 341 | 7.1789
2011 | 12 | 8 | 5 | 89.9 | 89.9 | 635 | 7.0634
2011 | 12 | 8 | 6 | 103.9 | 103.9 | 723 | 6.9586
2011 | 12 | 8 | 7 | 131.4 | 131.4 | 890 | 6.7732
2011 | 12 | 8 | 8 | 125.1 | 125.1 | 853 | 6.8185
2011 | 12 | 8 | 9 | 131.3 | 131.3 | 893 | 6.8012
2011 | 12 | 8 | 10 | 136.9 | 136.9 | 927 | 6.7714
2011 | 12 | 8 | 11 | 138.6 | 138.6 | 936 | 6.7532
2011 | 12 | 8 | 12 | 129.5 | 129.5 | 882 | 6.8108
2011 | 12 | 8 | 13 | 127.9 | 127.9 | 874 | 6.8335
2011 | 12 | 8 | 14 | 116.8 | 116.8 | 789 | 6.7551
2011 | 12 | 8 | 15 | 95.3 | 95.3 | 657 | 6.894
2011 | 12 | 8 | 16 | 96.1 | 96.1 | 673 | 7.0031
2011 | 12 | 8 | 17 | 99.5 | 99.5 | 690 | 6.9347
2011 | 12 | 8 | 18 | 119.1 | 119.1 | 819 | 6.8766
2011 | 12 | 8 | 19 | 122.6 | 122.6 | 838 | 6.8352
2011 | 12 | 8 | 20 | 153.7 | 153.7 | 1023 | 6.6558
2011 | 12 | 8 | 21 | 158.9 | 158.9 | 1042 | 6.5576
2011 | 12 | 8 | 22 | 129.9 | 129.9 | 878 | 6.759
2011 | 12 | 8 | 23 | 107.8 | 107.8 | 747 | 6.9295
2011 | 12 | 8 | 24 | 98.8 | 98.8 | 692 | 7.004
2011 | 12 | 9 | 1 | 88.4 | 88.4 | 621 | 7.0249
2011 | 12 | 9 | 2 | 50.2 | 50.2 | 355 | 7.0717
2011 | 12 | 9 | 3 | 48 | 48 | 347 | 7.2292
2011 | 12 | 9 | 4 | 68.5 | 68.5 | 491 | 7.1679
2011 | 12 | 9 | 5 | 82.8 | 82.8 | 585 | 7.0652
2011 | 12 | 9 | 6 | 88 | 88 | 620 | 7.0455
2011 | 12 | 9 | 7 | 113.2 | 113.2 | 777 | 6.864
2011 | 12 | 9 | 8 | 140 | 140 | 940 | 6.7143
2011 | 12 | 9 | 9 | 131.1 | 131.1 | 888 | 6.7735
2011 | 12 | 9 | 10 | 130.6 | 130.6 | 889 | 6.807
2011 | 12 | 9 | 11 | 125.4 | 125.4 | 854 | 6.8102
2011 | 12 | 9 | 12 | 120.3 | 120.3 | 824 | 6.8495
2011 | 12 | 9 | 13 | 117.6 | 117.6 | 810 | 6.8878
2011 | 12 | 9 | 14 | 108.6 | 108.6 | 755 | 6.9521
2011 | 12 | 9 | 15 | 100.5 | 100.5 | 698 | 6.9453
2011 | 12 | 9 | 16 | 92.4 | 92.4 | 645 | 6.9805
2011 | 12 | 9 | 17 | 100.3 | 100.3 | 698 | 6.9591
2011 | 12 | 9 | 18 | 118.1 | 118.1 | 809 | 6.8501
2011 | 12 | 9 | 19 | 124.9 | 124.9 | 851 | 6.8135
2011 | 12 | 9 | 20 | 131.8 | 131.8 | 889 | 6.7451
2011 | 12 | 9 | 21 | 138.5 | 138.5 | 925 | 6.6787
2011 | 12 | 9 | 22 | 123.8 | 123.8 | 840 | 6.7851
2011 | 12 | 9 | 23 | 95.7 | 95.7 | 669 | 6.9906
2011 | 12 | 9 | 24 | 81.5 | 81.5 | 574 | 7.0429
2011 | 12 | 10 | 1 | 49.7 | 49.7 | 357 | 7.1831
2011 | 12 | 10 | 2 | 36.3 | 36.3 | 259 | 7.135
2011 | 12 | 10 | 3 | 33.4 | 33.4 | 239 | 7.1557
2011 | 12 | 10 | 4 | 68.6 | 68.6 | 495 | 7.2157
2011 | 12 | 10 | 5 | 102.2 | 102.2 | 718 | 7.0254
2011 | 12 | 10 | 6 | 92.4 | 92.4 | 649 | 7.0238
2011 | 12 | 10 | 7 | 94.2 | 94.2 | 661 | 7.017
2011 | 12 | 10 | 8 | 117.6 | 117.6 | 809 | 6.8793
2011 | 12 | 10 | 9 | 139.2 | 139.2 | 935 | 6.717
2011 | 12 | 10 | 10 | 143.8 | 143.8 | 953 | 6.6273
2011 | 12 | 10 | 11 | 136.6 | 136.6 | 912 | 6.6764
2011 | 12 | 10 | 12 | 130.7 | 130.7 | 884 | 6.7636
2011 | 12 | 10 | 13 | 130.2 | 130.2 | 880 | 6.7588
2011 | 12 | 10 | 14 | 114.9 | 114.9 | 789 | 6.8668
2011 | 12 | 10 | 15 | 108.6 | 108.6 | 752 | 6.9245
2011 | 12 | 10 | 16 | 113.8 | 113.8 | 783 | 6.8805
2011 | 12 | 10 | 17 | 122.2 | 122.2 | 836 | 6.8412
2011 | 12 | 10 | 18 | 120.7 | 120.7 | 826 | 6.8434
2011 | 12 | 10 | 19 | 124.8 | 124.8 | 853 | 6.8349
2011 | 12 | 10 | 20 | 126.5 | 126.5 | 861 | 6.8063
2011 | 12 | 10 | 21 | 130.7 | 130.7 | 886 | 6.7789
2011 | 12 | 10 | 22 | 124.5 | 124.5 | 847 | 6.8032
2011 | 12 | 10 | 23 | 103.6 | 103.6 | 723 | 6.9788
2011 | 12 | 10 | 24 | 102.9 | 102.9 | 718 | 6.9776
2011 | 12 | 11 | 1 | 64.7 | 64.7 | 459 | 7.0943
2011 | 12 | 11 | 2 | 36.3 | 36.3 | 259 | 7.135
2011 | 12 | 11 | 3 | 14.9 | 14.9 | 101 | 6.7785
2011 | 12 | 11 | 4 | 44.7 | 44.7 | 321 | 7.1812
2011 | 12 | 11 | 5 | 75.2 | 75.2 | 540 | 7.1809
2011 | 12 | 11 | 6 | 69.6 | 69.6 | 498 | 7.1552
2011 | 12 | 11 | 7 | 85.1 | 85.1 | 600 | 7.0505
2011 | 12 | 11 | 8 | 105.5 | 105.5 | 732 | 6.9384
2011 | 12 | 11 | 9 | 134.1 | 134.1 | 906 | 6.7562
2011 | 12 | 11 | 10 | 144.4 | 144.4 | 960 | 6.6482
2011 | 12 | 11 | 11 | 138.5 | 138.5 | 928 | 6.7004
2011 | 12 | 11 | 12 | 122.9 | 122.9 | 838 | 6.8186
2011 | 12 | 11 | 13 | 106.3 | 106.3 | 732 | 6.8862
2011 | 12 | 11 | 14 | 95.7 | 95.7 | 667 | 6.9697
2011 | 12 | 11 | 15 | 98.8 | 98.8 | 690 | 6.9838
2011 | 12 | 11 | 16 | 107.6 | 107.6 | 748 | 6.9517
2011 | 12 | 11 | 17 | 111.7 | 111.7 | 771 | 6.9024
2011 | 12 | 11 | 18 | 119.5 | 119.5 | 820 | 6.8619
2011 | 12 | 11 | 19 | 130.2 | 130.2 | 883 | 6.7819
2011 | 12 | 11 | 20 | 140.1 | 140.1 | 945 | 6.7452
2011 | 12 | 11 | 21 | 135.6 | 135.6 | 918 | 6.7699
2011 | 12 | 11 | 22 | 119.9 | 119.9 | 823 | 6.8641
2011 | 12 | 11 | 23 | 107.1 | 107.1 | 747 | 6.9748
2011 | 12 | 11 | 24 | 103.6 | 103.6 | 727 | 7.0174
2011 | 12 | 12 | 1 | 52.1 | 52.1 | 367 | 7.0441
2011 | 12 | 12 | 2 | 47.2 | 47.2 | 343 | 7.2669
2011 | 12 | 12 | 3 | 108.4 | 108.4 | 758 | 6.9926
2011 | 12 | 12 | 4 | 119.1 | 119.1 | 830 | 6.9689
2011 | 12 | 12 | 5 | 97.2 | 97.2 | 675 | 6.9444
2011 | 12 | 12 | 6 | 72.9 | 72.9 | 515 | 7.0645
2011 | 12 | 12 | 7 | 165.4 | 165.4 | 1089 | 6.584
2011 | 12 | 12 | 8 | 176.6 | 176.6 | 1130 | 6.3986
2011 | 12 | 12 | 9 | 170.7 | 170.7 | 1101 | 6.4499
2011 | 12 | 12 | 10 | 155.6 | 155.6 | 1029 | 6.6131
2011 | 12 | 12 | 11 | 139.2 | 139.2 | 939 | 6.7457
2011 | 12 | 12 | 12 | 123.1 | 123.1 | 847 | 6.8806
2011 | 12 | 12 | 13 | 129 | 129 | 880 | 6.8217
2011 | 12 | 12 | 14 | 134.2 | 134.2 | 918 | 6.8405
2011 | 12 | 12 | 15 | 123.8 | 123.8 | 852 | 6.8821
2011 | 12 | 12 | 16 | 141.6 | 141.6 | 960 | 6.7797
2011 | 12 | 12 | 17 | 161.1 | 161.1 | 1056 | 6.5549
2011 | 12 | 12 | 18 | 150.5 | 150.5 | 998 | 6.6312
2011 | 12 | 12 | 19 | 149.5 | 149.5 | 992 | 6.6355
2011 | 12 | 12 | 20 | 123.6 | 123.6 | 842 | 6.8123
2011 | 12 | 12 | 21 | 121.9 | 121.9 | 834 | 6.8417
2011 | 12 | 12 | 22 | 130.1 | 130.1 | 886 | 6.8101
2011 | 12 | 12 | 23 | 111.4 | 111.4 | 767 | 6.8851
2011 | 12 | 12 | 24 | 65.6 | 65.6 | 464 | 7.0732
2011 | 12 | 13 | 1 | 76.7 | 76.7 | 549 | 7.1578
2011 | 12 | 13 | 2 | 67.3 | 67.3 | 480 | 7.1322
2011 | 12 | 13 | 3 | 88.2 | 88.2 | 626 | 7.0975
2011 | 12 | 13 | 4 | 75.9 | 75.9 | 543 | 7.1542
2011 | 12 | 13 | 5 | 81 | 81 | 577 | 7.1235
2011 | 12 | 13 | 6 | 109 | 109 | 763 | 7
2011 | 12 | 13 | 7 | 119.2 | 119.2 | 819 | 6.8708
2011 | 12 | 13 | 8 | 121.1 | 121.1 | 833 | 6.8786
2011 | 12 | 13 | 9 | 140.9 | 140.9 | 949 | 6.7353
2011 | 12 | 13 | 10 | 151.5 | 151.5 | 1060 | 6.9967
2011 | 12 | 13 | 11 | 148.7 | 148.7 | 982 | 6.6039
2011 | 12 | 13 | 12 | 133.3 | 133.3 | 898 | 6.7367
2011 | 12 | 13 | 13 | 133.2 | 133.2 | 901 | 6.7643
2011 | 12 | 13 | 14 | 133.1 | 133.1 | 901 | 6.7693
2011 | 12 | 13 | 15 | 132.1 | 132.1 | 892 | 6.7525
2011 | 12 | 13 | 16 | 117.8 | 117.8 | 802 | 6.8081
2011 | 12 | 13 | 17 | 112.6 | 112.6 | 766 | 6.8028
2011 | 12 | 13 | 18 | 129.3 | 129.3 | 871 | 6.7363
2011 | 12 | 13 | 19 | 135.3 | 135.3 | 906 | 6.6962
2011 | 12 | 13 | 20 | 146.9 | 146.9 | 970 | 6.6031
2011 | 12 | 13 | 21 | 138.2 | 138.2 | 921 | 6.6643
2011 | 12 | 13 | 22 | 106.1 | 106.1 | 722 | 6.8049
2011 | 12 | 13 | 23 | 53.7 | 53.7 | 367 | 6.8343
2011 | 12 | 13 | 24 | 41.2 | 41.2 | 298 | 7.233
2011 | 12 | 14 | 1 | 64.1 | 64.1 | 462 | 7.2075
2011 | 12 | 14 | 2 | 56.9 | 56.9 | 408 | 7.1705
2011 | 12 | 14 | 3 | 64.1 | 64.1 | 460 | 7.1763
2011 | 12 | 14 | 4 | 74.9 | 74.9 | 534 | 7.1295
2011 | 12 | 14 | 5 | 73.7 | 73.7 | 516 | 7.0014
2011 | 12 | 14 | 6 | 111 | 111 | 762 | 6.8649
2011 | 12 | 14 | 7 | 93.7 | 93.7 | 635 | 6.7769
2011 | 12 | 14 | 8 | 75.3 | 75.3 | 503 | 6.6799
2011 | 12 | 14 | 9 | 102.3 | 102.3 | 705 | 6.8915
2011 | 12 | 14 | 10 | 160.9 | 160.9 | 1058 | 6.5755
2011 | 12 | 14 | 11 | 132.7 | 132.7 | 886 | 6.6767
2011 | 12 | 14 | 12 | 107.6 | 107.6 | 731 | 6.7937
2011 | 12 | 14 | 13 | 81.4 | 81.4 | 561 | 6.8919
2011 | 12 | 14 | 14 | 85.7 | 85.7 | 595 | 6.9428
2011 | 12 | 14 | 15 | 99.2 | 99.2 | 685 | 6.9052
2011 | 12 | 14 | 16 | 118.8 | 118.8 | 813 | 6.8434
2011 | 12 | 14 | 17 | 134.4 | 134.4 | 900 | 6.6964
2011 | 12 | 14 | 18 | 119.6 | 119.6 | 809 | 6.7642
2011 | 12 | 14 | 19 | 118.9 | 118.9 | 812 | 6.8293
2011 | 12 | 14 | 20 | 117.3 | 117.3 | 802 | 6.8372
2011 | 12 | 14 | 21 | 122.4 | 122.4 | 833 | 6.8056
2011 | 12 | 14 | 22 | 96.1 | 96.1 | 667 | 6.9407
2011 | 12 | 14 | 23 | 90.6 | 90.6 | 633 | 6.9868
2011 | 12 | 14 | 24 | 69.2 | 69.2 | 492 | 7.1098
2011 | 12 | 15 | 1 | 58.6 | 58.6 | 413 | 7.0478
2011 | 12 | 15 | 2 | 21.7 | 21.7 | 152 | 7.0046
2011 | 12 | 15 | 3 | 7.6 | 7.6 | 50 | 6.5789
2011 | 12 | 15 | 4 | 30.3 | 30.3 | 217 | 7.1617
2011 | 12 | 15 | 5 | 49.8 | 49.8 | 353 | 7.0884
2011 | 12 | 15 | 6 | 79.2 | 79.2 | 556 | 7.0202
2011 | 12 | 15 | 7 | 136.1 | 136.1 | 913 | 6.7083
2011 | 12 | 15 | 8 | 138.3 | 138.3 | 918 | 6.6377
2011 | 12 | 15 | 9 | 99.5 | 99.5 | 673 | 6.7638
2011 | 12 | 15 | 10 | 99 | 99 | 683 | 6.899
2011 | 12 | 15 | 11 | 111.8 | 111.8 | 769 | 6.8784
2011 | 12 | 15 | 12 | 113.8 | 113.8 | 778 | 6.8366
2011 | 12 | 15 | 13 | 108.7 | 108.7 | 745 | 6.8537
2011 | 12 | 15 | 14 | 104.3 | 104.3 | 720 | 6.9032
2011 | 12 | 15 | 15 | 101.2 | 101.2 | 696 | 6.8775
2011 | 12 | 15 | 16 | 96.5 | 96.5 | 666 | 6.9016
2011 | 12 | 15 | 17 | 92.8 | 92.8 | 637 | 6.8642
2011 | 12 | 15 | 18 | 91.9 | 91.9 | 629 | 6.8444
2011 | 12 | 15 | 19 | 75.9 | 75.9 | 524 | 6.9038
2011 | 12 | 15 | 20 | 78.8 | 78.8 | 554 | 7.0305
2011 | 12 | 15 | 21 | 78.3 | 78.3 | 557 | 7.1137
2011 | 12 | 15 | 22 | 109.9 | 109.9 | 774 | 7.0428
2011 | 12 | 15 | 23 | 81.7 | 81.7 | 571 | 6.989
2011 | 12 | 15 | 24 | 45 | 45 | 322 | 7.1556
2011 | 12 | 16 | 1 | 45.3 | 45.3 | 328 | 7.2406
2011 | 12 | 16 | 2 | 48.7 | 48.7 | 353 | 7.2485
2011 | 12 | 16 | 3 | 17.3 | 17.3 | 122 | 7.052
2011 | 12 | 16 | 4 | 12.3 | 12.3 | 84 | 6.8293
2011 | 12 | 16 | 5 | 29.4 | 29.4 | 207 | 7.0408
2011 | 12 | 16 | 6 | 68.8 | 68.8 | 495 | 7.1948
2011 | 12 | 16 | 7 | 127 | 127 | 864 | 6.8031
2011 | 12 | 16 | 8 | 113.5 | 113.5 | 776 | 6.837
2011 | 12 | 16 | 9 | 125.2 | 125.2 | 857 | 6.845
2011 | 12 | 16 | 10 | 129.5 | 129.5 | 886 | 6.8417
2011 | 12 | 16 | 11 | 100.2 | 100.2 | 690 | 6.8862
2011 | 12 | 16 | 12 | 69.1 | 69.1 | 483 | 6.9899
2011 | 12 | 16 | 13 | 76.4 | 76.4 | 539 | 7.055
2011 | 12 | 16 | 14 | 78.8 | 78.8 | 559 | 7.0939
2011 | 12 | 16 | 15 | 92.2 | 92.2 | 649 | 7.039
2011 | 12 | 16 | 16 | 105.3 | 105.3 | 735 | 6.9801
2011 | 12 | 16 | 17 | 115.8 | 115.8 | 795 | 6.8653
2011 | 12 | 16 | 18 | 117.2 | 117.2 | 805 | 6.8686
2011 | 12 | 16 | 19 | 145.2 | 145.2 | 978 | 6.7355
2011 | 12 | 16 | 20 | 138.1 | 138.1 | 934 | 6.7632
2011 | 12 | 16 | 21 | 123.7 | 123.7 | 843 | 6.8149
2011 | 12 | 16 | 22 | 108.2 | 108.2 | 753 | 6.9593
2011 | 12 | 16 | 23 | 89 | 89 | 622 | 6.9888
2011 | 12 | 16 | 24 | 84.4 | 84.4 | 596 | 7.0616
2011 | 12 | 17 | 1 | 63.1 | 63.1 | 453 | 7.1791
2011 | 12 | 17 | 2 | 70.4 | 70.4 | 502 | 7.1307
2011 | 12 | 17 | 3 | 58.1 | 58.1 | 415 | 7.1429
2011 | 12 | 17 | 4 | 64.5 | 64.5 | 462 | 7.1628
2011 | 12 | 17 | 5 | 67.4 | 67.4 | 479 | 7.1068
2011 | 12 | 17 | 6 | 81.3 | 81.3 | 576 | 7.0849
2011 | 12 | 17 | 7 | 88.6 | 88.6 | 623 | 7.0316
2011 | 12 | 17 | 8 | 108.9 | 108.9 | 757 | 6.9513
2011 | 12 | 17 | 9 | 111.7 | 111.7 | 771 | 6.9024
2011 | 12 | 17 | 10 | 116.4 | 116.4 | 797 | 6.8471
2011 | 12 | 17 | 11 | 110 | 110 | 760 | 6.9091
2011 | 12 | 17 | 12 | 129.9 | 129.9 | 888 | 6.836
2011 | 12 | 17 | 13 | 125.1 | 125.1 | 854 | 6.8265
2011 | 12 | 17 | 14 | 81.8 | 81.8 | 570 | 6.9682
2011 | 12 | 17 | 15 | 80.4 | 80.4 | 570 | 7.0896
2011 | 12 | 17 | 16 | 82.2 | 82.2 | 579 | 7.0438
2011 | 12 | 17 | 17 | 100.7 | 100.7 | 701 | 6.9613
2011 | 12 | 17 | 18 | 113 | 113 | 778 | 6.885
2011 | 12 | 17 | 19 | 120.4 | 120.4 | 829 | 6.8854
2011 | 12 | 17 | 20 | 132.8 | 132.8 | 902 | 6.7922
2011 | 12 | 17 | 21 | 112.5 | 112.5 | 771 | 6.8533
2011 | 12 | 17 | 22 | 84.9 | 84.9 | 591 | 6.9611
2011 | 12 | 17 | 23 | 97.6 | 97.6 | 688 | 7.0492
2011 | 12 | 17 | 24 | 99 | 99 | 698 | 7.0505
2011 | 12 | 18 | 1 | 65 | 65 | 460 | 7.0769
2011 | 12 | 18 | 2 | 37.8 | 37.8 | 272 | 7.1958
2011 | 12 | 18 | 3 | 15.4 | 15.4 | 106 | 6.8831
2011 | 12 | 18 | 4 | 21.2 | 21.2 | 150 | 7.0755
2011 | 12 | 18 | 5 | 38.9 | 38.9 | 281 | 7.2237
2011 | 12 | 18 | 6 | 44.8 | 44.8 | 320 | 7.1429
2011 | 12 | 18 | 7 | 28.2 | 28.2 | 195 | 6.9149
2011 | 12 | 18 | 8 | 69.7 | 69.7 | 497 | 7.1306
2011 | 12 | 18 | 9 | 103.9 | 103.9 | 723 | 6.9586
2011 | 12 | 18 | 10 | 114.6 | 114.6 | 860 | 7.5044
2011 | 12 | 18 | 11 | 82.1 | 82.1 | 572 | 6.9671
2011 | 12 | 18 | 12 | 65.4 | 65.4 | 465 | 7.1101
2011 | 12 | 18 | 13 | 41.9 | 41.9 | 298 | 7.1122
2011 | 12 | 18 | 14 | 36.8 | 36.8 | 258 | 7.0109
2011 | 12 | 18 | 15 | 51.7 | 51.7 | 363 | 7.0213
2011 | 12 | 18 | 16 | 104.9 | 104.9 | 725 | 6.9113
2011 | 12 | 18 | 17 | 131.2 | 131.2 | 886 | 6.753
2011 | 12 | 18 | 18 | 123.1 | 123.1 | 834 | 6.775
2011 | 12 | 18 | 19 | 139.3 | 139.3 | 937 | 6.7265
2011 | 12 | 18 | 20 | 125 | 125 | 851 | 6.808
2011 | 12 | 18 | 21 | 107.4 | 107.4 | 738 | 6.8715
2011 | 12 | 18 | 22 | 89.3 | 89.3 | 620 | 6.9429
2011 | 12 | 18 | 23 | 77.3 | 77.3 | 541 | 6.9987
2011 | 12 | 18 | 24 | 56.7 | 56.7 | 406 | 7.1605
2011 | 12 | 19 | 1 | 58 | 58 | 416 | 7.1724
2011 | 12 | 19 | 2 | 46.2 | 46.2 | 333 | 7.2078
2011 | 12 | 19 | 3 | 40.7 | 40.7 | 290 | 7.1253
2011 | 12 | 19 | 4 | 53.8 | 53.8 | 390 | 7.2491
2011 | 12 | 19 | 5 | 69.3 | 69.3 | 495 | 7.1429
2011 | 12 | 19 | 6 | 90 | 90 | 631 | 7.0111
2011 | 12 | 19 | 7 | 90 | 90 | 631 | 7.0111
2011 | 12 | 19 | 8 | 127.2 | 127.2 | 868 | 6.8239
2011 | 12 | 19 | 9 | 123.1 | 123.1 | 841 | 6.8318
2011 | 12 | 19 | 10 | 139.4 | 139.4 | 941 | 6.7504
2011 | 12 | 19 | 11 | 128.5 | 128.5 | 870 | 6.7704
2011 | 12 | 19 | 12 | 134.1 | 134.1 | 908 | 6.7711
2011 | 12 | 19 | 13 | 126.8 | 126.8 | 861 | 6.7902
2011 | 12 | 19 | 14 | 116.3 | 116.3 | 793 | 6.8186
2011 | 12 | 19 | 15 | 105.1 | 105.1 | 722 | 6.8696
2011 | 12 | 19 | 16 | 104.5 | 104.5 | 722 | 6.9091
2011 | 12 | 19 | 17 | 117.8 | 117.8 | 804 | 6.8251
2011 | 12 | 19 | 18 | 150.7 | 150.7 | 999 | 6.6291
2011 | 12 | 19 | 19 | 143.6 | 143.6 | 957 | 6.6643
2011 | 12 | 19 | 20 | 155.2 | 155.2 | 1026 | 6.6108
2011 | 12 | 19 | 21 | 136.8 | 136.8 | 918 | 6.7105
2011 | 12 | 19 | 22 | 124.1 | 124.1 | 842 | 6.7849
2011 | 12 | 19 | 23 | 105.2 | 105.2 | 725 | 6.8916
2011 | 12 | 19 | 24 | 100 | 100 | 699 | 6.99
2011 | 12 | 20 | 1 | 95.1 | 95.1 | 663 | 6.9716
2011 | 12 | 20 | 2 | 46.4 | 46.4 | 327 | 7.0474
2011 | 12 | 20 | 3 | 51.5 | 51.5 | 370 | 7.1845
2011 | 12 | 20 | 4 | 66.7 | 66.7 | 477 | 7.1514
2011 | 12 | 20 | 5 | 76.3 | 76.3 | 538 | 7.0511
2011 | 12 | 20 | 6 | 58.9 | 58.9 | 418 | 7.0968
2011 | 12 | 20 | 7 | 90.7 | 90.7 | 635 | 7.0011
2011 | 12 | 20 | 8 | 96.9 | 96.9 | 673 | 6.9453
2011 | 12 | 20 | 9 | 100.6 | 100.6 | 700 | 6.9583
2011 | 12 | 20 | 10 | 112.3 | 112.3 | 773 | 6.8833
2011 | 12 | 20 | 11 | 127 | 127 | 864 | 6.8031
2011 | 12 | 20 | 12 | 108 | 108 | 744 | 6.8889
2011 | 12 | 20 | 13 | 99.7 | 99.7 | 692 | 6.9408
2011 | 12 | 20 | 14 | 73.8 | 73.8 | 510 | 6.9106
2011 | 12 | 20 | 15 | 75.9 | 75.9 | 533 | 7.0224
2011 | 12 | 20 | 16 | 77.7 | 77.7 | 548 | 7.0528
2011 | 12 | 20 | 17 | 108 | 108 | 746 | 6.9074
2011 | 12 | 20 | 18 | 100.9 | 100.9 | 698 | 6.9177
2011 | 12 | 20 | 19 | 115.3 | 115.3 | 794 | 6.8864
2011 | 12 | 20 | 20 | 116.1 | 116.1 | 799 | 6.882
2011 | 12 | 20 | 21 | 109.4 | 109.4 | 758 | 6.9287
2011 | 12 | 20 | 22 | 99.8 | 99.8 | 695 | 6.9639
2011 | 12 | 20 | 23 | 79.6 | 79.6 | 558 | 7.0101
2011 | 12 | 20 | 24 | 88.6 | 88.6 | 628 | 7.088
2011 | 12 | 21 | 1 | 54.3 | 54.3 | 387 | 7.1271
2011 | 12 | 21 | 2 | 80.3 | 80.3 | 571 | 7.1108
2011 | 12 | 21 | 3 | 31.7 | 31.7 | 223 | 7.0347
2011 | 12 | 21 | 4 | 80.5 | 80.5 | 576 | 7.1553
2011 | 12 | 21 | 5 | 116 | 116 | 805 | 6.9397
2011 | 12 | 21 | 6 | 66.6 | 66.6 | 467 | 7.012
2011 | 12 | 21 | 7 | 117.9 | 117.9 | 814 | 6.9042
2011 | 12 | 21 | 8 | 144.6 | 144.6 | 976 | 6.7497
2011 | 12 | 21 | 9 | 130.7 | 130.7 | 882 | 6.7483
2011 | 12 | 21 | 10 | 106.1 | 106.1 | 725 | 6.8332
2011 | 12 | 21 | 11 | 111.9 | 111.9 | 769 | 6.8722
2011 | 12 | 21 | 12 | 124.3 | 124.3 | 855 | 6.8785
2011 | 12 | 21 | 13 | 127.1 | 127.1 | 873 | 6.8686
2011 | 12 | 21 | 14 | 119.1 | 119.1 | 818 | 6.8682
2011 | 12 | 21 | 15 | 114.7 | 114.7 | 761 | 6.6347
2011 | 12 | 21 | 16 | 94.5 | 94.5 | 656 | 6.9418
2011 | 12 | 21 | 17 | 113.4 | 113.4 | 784 | 6.9136
2011 | 12 | 21 | 18 | 129.2 | 129.2 | 881 | 6.8189
2011 | 12 | 21 | 19 | 138.6 | 138.6 | 936 | 6.7532
2011 | 12 | 21 | 20 | 170.8 | 170.8 | 1117 | 6.5398
2011 | 12 | 21 | 21 | 163.7 | 163.7 | 1075 | 6.5669
2011 | 12 | 21 | 22 | 137.1 | 137.1 | 923 | 6.7323
2011 | 12 | 21 | 23 | 111 | 111 | 766 | 6.9009
2011 | 12 | 21 | 24 | 109.6 | 109.6 | 762 | 6.9526
2011 | 12 | 22 | 1 | 82.1 | 82.1 | 571 | 6.9549
2011 | 12 | 22 | 2 | 49.1 | 49.1 | 347 | 7.0672
2011 | 12 | 22 | 3 | 30.2 | 30.2 | 216 | 7.1523
2011 | 12 | 22 | 4 | 57.8 | 57.8 | 412 | 7.128
2011 | 12 | 22 | 5 | 100.8 | 100.8 | 705 | 6.994
2011 | 12 | 22 | 6 | 124.6 | 124.6 | 855 | 6.862
2011 | 12 | 22 | 7 | 131.7 | 131.7 | 893 | 6.7806
2011 | 12 | 22 | 8 | 133.7 | 133.7 | 906 | 6.7764
2011 | 12 | 22 | 9 | 121.4 | 121.4 | 828 | 6.8204
2011 | 12 | 22 | 10 | 127.2 | 127.2 | 871 | 6.8475
2011 | 12 | 22 | 11 | 125.1 | 125.1 | 854 | 6.8265
2011 | 12 | 22 | 12 | 116.3 | 116.3 | 802 | 6.896
2011 | 12 | 22 | 13 | 119 | 119 | 822 | 6.9076
2011 | 12 | 22 | 14 | 127.5 | 127.5 | 877 | 6.8784
2011 | 12 | 22 | 15 | 121.9 | 121.9 | 838 | 6.8745
2011 | 12 | 22 | 16 | 130.7 | 130.7 | 892 | 6.8248
2011 | 12 | 22 | 17 | 134.8 | 134.8 | 902 | 6.6914
2011 | 12 | 22 | 18 | 97 | 97 | 665 | 6.8557
2011 | 12 | 22 | 19 | 121.3 | 121.3 | 840 | 6.925
2011 | 12 | 22 | 20 | 149.4 | 149.4 | 1012 | 6.7738
2011 | 12 | 22 | 21 | 137.6 | 137.6 | 930 | 6.7587
2011 | 12 | 22 | 22 | 111 | 111 | 767 | 6.9099
2011 | 12 | 22 | 23 | 132.4 | 132.4 | 914 | 6.9033
2011 | 12 | 22 | 24 | 129.4 | 129.4 | 889 | 6.8702
2011 | 12 | 23 | 1 | 104.5 | 104.5 | 724 | 6.9282
2011 | 12 | 23 | 2 | 84.4 | 84.4 | 594 | 7.0379
2011 | 12 | 23 | 3 | 95.7 | 95.7 | 677 | 7.0742
2011 | 12 | 23 | 4 | 96.3 | 96.3 | 682 | 7.082
2011 | 12 | 23 | 5 | 103.9 | 103.9 | 726 | 6.9875
2011 | 12 | 23 | 6 | 96.1 | 96.1 | 621 | 6.462
2011 | 12 | 23 | 7 | 135.8 | 135.8 | 935 | 6.8851
2011 | 12 | 23 | 8 | 131.6 | 131.6 | 899 | 6.8313
2011 | 12 | 23 | 9 | 133.1 | 133.1 | 908 | 6.8219
2011 | 12 | 23 | 10 | 144.7 | 144.7 | 978 | 6.7588
2011 | 12 | 23 | 11 | 157.7 | 157.7 | 1053 | 6.6772
2011 | 12 | 23 | 12 | 155.1 | 155.1 | 1033 | 6.6602
2011 | 12 | 23 | 13 | 135.8 | 135.8 | 923 | 6.7968
2011 | 12 | 23 | 14 | 144.9 | 144.9 | 983 | 6.784
2011 | 12 | 23 | 15 | 125.4 | 125.4 | 858 | 6.8421
2011 | 12 | 23 | 16 | 124.9 | 124.9 | 857 | 6.8615
2011 | 12 | 23 | 17 | 127.1 | 127.1 | 868 | 6.8293
2011 | 12 | 23 | 18 | 127.4 | 127.4 | 868 | 6.8132
2011 | 12 | 23 | 19 | 115 | 115 | 793 | 6.8957
2011 | 12 | 23 | 20 | 119.6 | 119.6 | 828 | 6.9231
2011 | 12 | 23 | 21 | 139.5 | 139.5 | 956 | 6.853
2011 | 12 | 23 | 22 | 137.2 | 137.2 | 937 | 6.8294
2011 | 12 | 23 | 23 | 130.5 | 130.5 | 894 | 6.8506
2011 | 12 | 23 | 24 | 111.4 | 111.4 | 777 | 6.9749
2011 | 12 | 24 | 1 | 101.1 | 101.1 | 708 | 7.003
2011 | 12 | 24 | 2 | 76.1 | 76.1 | 538 | 7.0696
2011 | 12 | 24 | 3 | 59.1 | 59.1 | 421 | 7.1235
2011 | 12 | 24 | 4 | 62 | 62 | 446 | 7.1935
2011 | 12 | 24 | 5 | 86.2 | 86.2 | 616 | 7.1462
2011 | 12 | 24 | 6 | 101.6 | 101.6 | 713 | 7.0177
2011 | 12 | 24 | 7 | 130.2 | 130.2 | 892 | 6.851
2011 | 12 | 24 | 8 | 117 | 117 | 807 | 6.8974
2011 | 12 | 24 | 9 | 122.4 | 122.4 | 844 | 6.8954
2011 | 12 | 24 | 10 | 126.9 | 126.9 | 872 | 6.8716
2011 | 12 | 24 | 11 | 123.9 | 123.9 | 850 | 6.8604
2011 | 12 | 24 | 12 | 118.7 | 118.7 | 820 | 6.9082
2011 | 12 | 24 | 13 | 123.1 | 123.1 | 849 | 6.8968
2011 | 12 | 24 | 14 | 124 | 124 | 854 | 6.8871
2011 | 12 | 24 | 15 | 110.8 | 110.8 | 770 | 6.9495
2011 | 12 | 24 | 16 | 101.7 | 101.7 | 708 | 6.9617
2011 | 12 | 24 | 17 | 110.1 | 110.1 | 763 | 6.9301
2011 | 12 | 24 | 18 | 102.7 | 102.7 | 714 | 6.9523
2011 | 12 | 24 | 19 | 109.7 | 109.7 | 764 | 6.9644
2011 | 12 | 24 | 20 | 105.1 | 105.1 | 729 | 6.9363
2011 | 12 | 24 | 21 | 96.9 | 96.9 | 675 | 6.9659
2011 | 12 | 24 | 22 | 99.5 | 99.5 | 695 | 6.9849
2011 | 12 | 24 | 23 | 106.1 | 106.1 | 742 | 6.9934
2011 | 12 | 24 | 24 | 105.2 | 105.2 | 733 | 6.9677
2011 | 12 | 25 | 1 | 73.9 | 73.9 | 520 | 7.0365
2011 | 12 | 25 | 2 | 74.3 | 74.3 | 530 | 7.1332
2011 | 12 | 25 | 3 | 77 | 77 | 547 | 7.1039
2011 | 12 | 25 | 4 | 68.6 | 68.6 | 487 | 7.0991
2011 | 12 | 25 | 5 | 83.1 | 83.1 | 589 | 7.0878
2011 | 12 | 25 | 6 | 83.7 | 83.7 | 593 | 7.0848
2011 | 12 | 25 | 7 | 84.2 | 84.2 | 593 | 7.0428
2011 | 12 | 25 | 8 | 91.9 | 91.9 | 645 | 7.0185
2011 | 12 | 25 | 9 | 138.6 | 138.6 | 950 | 6.8543
2011 | 12 | 25 | 10 | 165.7 | 165.7 | 1096 | 6.6144
2011 | 12 | 25 | 11 | 122.3 | 122.3 | 857 | 7.0074
2011 | 12 | 25 | 12 | 82.3 | 82.3 | 577 | 7.0109
2011 | 12 | 25 | 13 | 87.9 | 87.9 | 622 | 7.0762
2011 | 12 | 25 | 14 | 55.7 | 55.7 | 392 | 7.0377
2011 | 12 | 25 | 15 | 43.9 | 43.9 | 314 | 7.1526
2011 | 12 | 25 | 16 | 76.9 | 76.9 | 550 | 7.1521
2011 | 12 | 25 | 17 | 121.7 | 121.7 | 843 | 6.9269
2011 | 12 | 25 | 18 | 92.1 | 92.1 | 634 | 6.8838
2011 | 12 | 25 | 19 | 63.9 | 63.9 | 453 | 7.0892
2011 | 12 | 25 | 20 | 77.5 | 77.5 | 550 | 7.0968
2011 | 12 | 25 | 21 | 117 | 117 | 816 | 6.9744
2011 | 12 | 25 | 22 | 113 | 113 | 759 | 6.7168
2011 | 12 | 25 | 23 | 75.7 | 75.7 | 535 | 7.0674
2011 | 12 | 25 | 24 | 72.3 | 72.3 | 515 | 7.1231
2011 | 12 | 26 | 1 | 76.4 | 76.4 | 544 | 7.1204
2011 | 12 | 26 | 2 | 63.8 | 63.8 | 455 | 7.1317
2011 | 12 | 26 | 3 | 88.3 | 88.3 | 627 | 7.1008
2011 | 12 | 26 | 4 | 89.9 | 89.9 | 634 | 7.0523
2011 | 12 | 26 | 5 | 76.5 | 76.5 | 542 | 7.085
2011 | 12 | 26 | 6 | 80.5 | 80.5 | 575 | 7.1429
2011 | 12 | 26 | 7 | 92 | 92 | 648 | 7.0435
2011 | 12 | 26 | 8 | 76.5 | 76.5 | 543 | 7.098
2011 | 12 | 26 | 9 | 112.2 | 112.2 | 783 | 6.9786
2011 | 12 | 26 | 10 | 113.6 | 113.6 | 787 | 6.9278
2011 | 12 | 26 | 11 | 126.6 | 126.6 | 869 | 6.8641
2011 | 12 | 26 | 12 | 120.7 | 120.7 | 833 | 6.9014
2011 | 12 | 26 | 13 | 114.9 | 114.9 | 795 | 6.9191
2011 | 12 | 26 | 14 | 98.2 | 98.2 | 684 | 6.9654
2011 | 12 | 26 | 15 | 79.8 | 79.8 | 558 | 6.9925
2011 | 12 | 26 | 16 | 90.2 | 90.2 | 634 | 7.0288
2011 | 12 | 26 | 17 | 132.2 | 132.2 | 895 | 6.77
2011 | 12 | 26 | 18 | 123.3 | 123.3 | 835 | 6.7721
2011 | 12 | 26 | 19 | 111.7 | 111.7 | 761 | 6.8129
2011 | 12 | 26 | 20 | 92.8 | 92.8 | 638 | 6.875
2011 | 12 | 26 | 21 | 94.6 | 94.6 | 651 | 6.8816
2011 | 12 | 26 | 22 | 95.1 | 95.1 | 659 | 6.9295
2011 | 12 | 26 | 23 | 98.6 | 98.6 | 686 | 6.9574
2011 | 12 | 26 | 24 | 93.5 | 93.5 | 648 | 6.9305
2011 | 12 | 27 | 1 | 46.2 | 46.2 | 326 | 7.0563
2011 | 12 | 27 | 2 | 47.6 | 47.6 | 343 | 7.2059
2011 | 12 | 27 | 3 | 36.9 | 36.9 | 265 | 7.1816
2011 | 12 | 27 | 4 | 43 | 43 | 308 | 7.1628
2011 | 12 | 27 | 5 | 54.7 | 54.7 | 392 | 7.1664
2011 | 12 | 27 | 6 | 31.6 | 31.6 | 219 | 6.9304
2011 | 12 | 27 | 7 | 88.7 | 88.7 | 626 | 7.0575
2011 | 12 | 27 | 8 | 111.1 | 111.1 | 768 | 6.9127
2011 | 12 | 27 | 9 | 133.3 | 133.3 | 904 | 6.7817
2011 | 12 | 27 | 10 | 116.8 | 116.8 | 793 | 6.7894
2011 | 12 | 27 | 11 | 107.4 | 107.4 | 736 | 6.8529
2011 | 12 | 27 | 12 | 69.3 | 69.3 | 480 | 6.9264
2011 | 12 | 27 | 13 | 50.1 | 50.1 | 353 | 7.0459
2011 | 12 | 27 | 14 | 115.1 | 115.1 | 802 | 6.9679
2011 | 12 | 27 | 15 | 131.2 | 131.2 | 898 | 6.8445
2011 | 12 | 27 | 16 | 125.5 | 125.5 | 858 | 6.8367
2011 | 12 | 27 | 17 | 103 | 103 | 711 | 6.9029
2011 | 12 | 27 | 18 | 111.3 | 111.3 | 774 | 6.9542
2011 | 12 | 27 | 19 | 110.9 | 110.9 | 770 | 6.9432
2011 | 12 | 27 | 20 | 94.3 | 94.3 | 656 | 6.9565
2011 | 12 | 27 | 21 | 92.7 | 92.7 | 650 | 7.0119
2011 | 12 | 27 | 22 | 102.7 | 102.7 | 719 | 7.001
2011 | 12 | 27 | 23 | 65.5 | 65.5 | 467 | 7.1298
2011 | 12 | 27 | 24 | 59.8 | 59.8 | 430 | 7.1906
2011 | 12 | 28 | 1 | 64.9 | 64.9 | 461 | 7.1032
2011 | 12 | 28 | 2 | 31.7 | 31.7 | 223 | 7.0347
2011 | 12 | 28 | 3 | 88.7 | 88.7 | 636 | 7.1702
2011 | 12 | 28 | 4 | 76.2 | 76.2 | 544 | 7.1391
2011 | 12 | 28 | 5 | 42.3 | 42.3 | 302 | 7.1395
2011 | 12 | 28 | 6 | 52.1 | 52.1 | 372 | 7.1401
2011 | 12 | 28 | 7 | 134.4 | 134.4 | 929 | 6.9122
2011 | 12 | 28 | 8 | 120.4 | 120.4 | 831 | 6.902
2011 | 12 | 28 | 9 | 93 | 93 | 648 | 6.9677
2011 | 12 | 28 | 10 | 84.9 | 84.9 | 599 | 7.0554
2011 | 12 | 28 | 11 | 91.2 | 91.2 | 646 | 7.0833
2011 | 12 | 28 | 12 | 93.6 | 93.6 | 659 | 7.0406
2011 | 12 | 28 | 13 | 111 | 111 | 777 | 7
2011 | 12 | 28 | 14 | 119.2 | 119.2 | 828 | 6.9463
2011 | 12 | 28 | 15 | 93.2 | 93.2 | 652 | 6.9957
2011 | 12 | 28 | 16 | 79.5 | 79.5 | 563 | 7.0818
2011 | 12 | 28 | 17 | 81.3 | 81.3 | 576 | 7.0849
2011 | 12 | 28 | 18 | 54.7 | 54.7 | 386 | 7.0567
2011 | 12 | 28 | 19 | 75.5 | 75.5 | 540 | 7.1523
2011 | 12 | 28 | 20 | 87 | 87 | 619 | 7.1149
2011 | 12 | 28 | 21 | 108.5 | 108.5 | 760 | 7.0046
2011 | 12 | 28 | 22 | 84.8 | 84.8 | 595 | 7.0165
2011 | 12 | 28 | 23 | 55 | 55 | 395 | 7.1818
2011 | 12 | 28 | 24 | 39.5 | 39.5 | 281 | 7.1139
2011 | 12 | 29 | 1 | 11.4 | 11.4 | 77 | 6.7544
2011 | 12 | 29 | 2 | 44.3 | 44.3 | 322 | 7.2686
2011 | 12 | 29 | 3 | 68.4 | 68.4 | 495 | 7.2368
2011 | 12 | 29 | 4 | 34.7 | 34.7 | 247 | 7.1182
2011 | 12 | 29 | 5 | 12.5 | 12.5 | 85 | 6.8
2011 | 12 | 29 | 6 | 20.9 | 20.9 | 150 | 7.177
2011 | 12 | 29 | 7 | 62.1 | 62.1 | 448 | 7.2142
2011 | 12 | 29 | 8 | 110.6 | 110.6 | 771 | 6.9711
2011 | 12 | 29 | 9 | 139.1 | 139.1 | 954 | 6.8584
2011 | 12 | 29 | 10 | 155 | 155 | 1047 | 6.7548
2011 | 12 | 29 | 11 | 113.5 | 113.5 | 782 | 6.8899
2011 | 12 | 29 | 12 | 101.7 | 101.7 | 706 | 6.942
2011 | 12 | 29 | 13 | 145.8 | 145.8 | 994 | 6.8176
2011 | 12 | 29 | 14 | 177.2 | 177.2 | 1158 | 6.535
2011 | 12 | 29 | 15 | 132.2 | 132.2 | 890 | 6.7322
2011 | 12 | 29 | 16 | 95.4 | 95.4 | 656 | 6.8763
2011 | 12 | 29 | 17 | 103 | 103 | 711 | 6.9029
2011 | 12 | 29 | 18 | 112.7 | 112.7 | 781 | 6.9299
2011 | 12 | 29 | 19 | 120.8 | 120.8 | 832 | 6.8874
2011 | 12 | 29 | 20 | 101.1 | 101.1 | 700 | 6.9238
2011 | 12 | 29 | 21 | 91.4 | 91.4 | 637 | 6.9694
2011 | 12 | 29 | 22 | 93.9 | 93.9 | 661 | 7.0394
2011 | 12 | 29 | 23 | 97.4 | 97.4 | 686 | 7.0431
2011 | 12 | 29 | 24 | 81.1 | 81.1 | 569 | 7.016
2011 | 12 | 30 | 1 | 22.3 | 22.3 | 156 | 6.9955
2011 | 12 | 30 | 2 | 22.1 | 22.1 | 157 | 7.1041
2011 | 12 | 30 | 3 | 32.9 | 32.9 | 237 | 7.2036
2011 | 12 | 30 | 4 | 18.2 | 18.2 | 126 | 6.9231
2011 | 12 | 30 | 5 | 30.9 | 30.9 | 221 | 7.1521
2011 | 12 | 30 | 6 | 28.8 | 28.8 | 203 | 7.0486
2011 | 12 | 30 | 7 | 97.8 | 97.8 | 684 | 6.9939
2011 | 12 | 30 | 8 | 116.1 | 116.1 | 802 | 6.9078
2011 | 12 | 30 | 9 | 113.5 | 113.5 | 762 | 6.7137
2011 | 12 | 30 | 10 | 57.2 | 57.2 | 410 | 7.1678
2011 | 12 | 30 | 11 | 58.6 | 58.6 | 416 | 7.099
2011 | 12 | 30 | 12 | 50.6 | 50.6 | 361 | 7.1344
2011 | 12 | 30 | 13 | 69.9 | 69.9 | 499 | 7.1388
2011 | 12 | 30 | 14 | 35.1 | 35.1 | 247 | 7.037
2011 | 12 | 30 | 15 | 17.8 | 17.8 | 125 | 7.0225
2011 | 12 | 30 | 16 | 53.3 | 53.3 | 381 | 7.1482
2011 | 12 | 30 | 17 | 78.3 | 78.3 | 548 | 6.9987
2011 | 12 | 30 | 18 | 92.8 | 92.8 | 654 | 7.0474
2011 | 12 | 30 | 19 | 79.8 | 79.8 | 570 | 7.1429
2011 | 12 | 30 | 20 | 32.4 | 32.4 | 223 | 6.8827
2011 | 12 | 30 | 21 | 53.9 | 53.9 | 382 | 7.0872
2011 | 12 | 30 | 22 | 79.6 | 77.3 | 549 | 7.1022
2011 | 12 | 30 | 23 | 125 | 70.2 | 486 | 6.9231
2011 | 12 | 30 | 24 | 27.9 | 17.4 | 117 | 6.7241
2011 | 12 | 31 | 1 | 6.5 | 6.5 | 41 | 6.3077
2011 | 12 | 31 | 2 | 36.8 | 36.8 | 263 | 7.1467
2011 | 12 | 31 | 3 | 89.9 | 66.3 | 471 | 7.1041
2011 | 12 | 31 | 4 | 63.1 | 62.8 | 449 | 7.1497
2011 | 12 | 31 | 5 | 75.4 | 75.4 | 533 | 7.069
2011 | 12 | 31 | 6 | 97.3 | 97.3 | 679 | 6.9784
2011 | 12 | 31 | 7 | 96.7 | 96.7 | 673 | 6.9597
2011 | 12 | 31 | 8 | 117.3 | 117.3 | 814 | 6.9395
2011 | 12 | 31 | 9 | 130.8 | 130.8 | 894 | 6.8349
2011 | 12 | 31 | 10 | 110 | 110 | 753 | 6.8455
2011 | 12 | 31 | 11 | 89.4 | 89.4 | 622 | 6.9575
2011 | 12 | 31 | 12 | 143.3 | 143.3 | 967 | 6.7481
2011 | 12 | 31 | 13 | 161.2 | 161.2 | 1068 | 6.6253
2011 | 12 | 31 | 14 | 127.3 | 127.3 | 862 | 6.7714
2011 | 12 | 31 | 15 | 69.3 | 69.3 | 481 | 6.9408
2011 | 12 | 31 | 16 | 85.7 | 85.7 | 606 | 7.0712
2011 | 12 | 31 | 17 | 128.21 | 128.21 | 860 | 6.7077
2011 | 12 | 31 | 18 | 133.3 | 133.3 | 894 | 6.7067
2011 | 12 | 31 | 19 | 128.5 | 128.5 | 871 | 6.7782
2011 | 12 | 31 | 20 | 116.5 | 116.5 | 796 | 6.8326
2011 | 12 | 31 | 21 | 94.1 | 94.1 | 648 | 6.8863
2011 | 12 | 31 | 22 | 81.9 | 81.9 | 570 | 6.9597
2011 | 12 | 31 | 23 | 80.1 | 80.1 | 564 | 7.0412
2011 | 12 | 31 | 24 | 85.5 | 85.5 | 601 | 7.0292
2012 | 1 | 1 | 1 | 67.7 | 67.7 | 477 | 7.0458
2012 | 1 | 1 | 2 | 52.8 | 52.8 | 376 | 7.1212
2012 | 1 | 1 | 3 | 15.3 | 15.3 | 103 | 6.732
2012 | 1 | 1 | 4 | 23.4 | 23.4 | 166 | 7.094
2012 | 1 | 1 | 5 | 48.4 | 48.4 | 341 | 7.0455
2012 | 1 | 1 | 6 | 76.2 | 76.2 | 534 | 7.0079
2012 | 1 | 1 | 7 | 60.5 | 60.5 | 427 | 7.0579
2012 | 1 | 1 | 8 | 60.2 | 60.2 | 428 | 7.1096
2012 | 1 | 1 | 9 | 50.2 | 50.2 | 359 | 7.1514
2012 | 1 | 1 | 10 | 99.6 | 99.6 | 690 | 6.9277
2012 | 1 | 1 | 11 | 100.2 | 100.2 | 695 | 6.9361
2012 | 1 | 1 | 12 | 73.5 | 73.5 | 506 | 6.8844
2012 | 1 | 1 | 13 | 23.5 | 23.5 | 163 | 6.9362
2012 | 1 | 1 | 14 | 31.4 | 31.4 | 224 | 7.1338
2012 | 1 | 1 | 15 | 70.2 | 70.2 | 493 | 7.0228
2012 | 1 | 1 | 16 | 89.9 | 89.9 | 625 | 6.9522
2012 | 1 | 1 | 17 | 31.8 | 31.8 | 216 | 6.7925
2012 | 1 | 1 | 18 | 27.8 | 27.8 | 192 | 6.9065
2012 | 1 | 1 | 19 | 70.1 | 70.1 | 488 | 6.9615
2012 | 1 | 1 | 20 | 115.6 | 115.6 | 782 | 6.7647
2012 | 1 | 1 | 21 | 111.8 | 111.8 | 758 | 6.78
2012 | 1 | 1 | 22 | 85.8 | 85.8 | 596 | 6.9464
2012 | 1 | 1 | 23 | 74.6 | 74.6 | 528 | 7.0777
2012 | 1 | 1 | 24 | 64.7 | 64.7 | 450 | 6.9552
2012 | 1 | 2 | 1 | 18.7 | 18.7 | 125 | 6.6845
2012 | 1 | 2 | 2 | 48.1 | 48.1 | 338 | 7.027
2012 | 1 | 2 | 3 | 80.6 | 80.6 | 568 | 7.0471
2012 | 1 | 2 | 4 | 82.9 | 82.9 | 585 | 7.0567
2012 | 1 | 2 | 5 | 53.9 | 53.9 | 375 | 6.9573
2012 | 1 | 2 | 6 | 31 | 31 | 215 | 6.9355
2012 | 1 | 2 | 7 | 111.5 | 111.5 | 766 | 6.87
2012 | 1 | 2 | 8 | 140.4 | 140.4 | 944 | 6.7236
2012 | 1 | 2 | 9 | 126.2 | 126.2 | 847 | 6.7116
2012 | 1 | 2 | 10 | 98.2 | 98.2 | 655 | 6.6701
2012 | 1 | 2 | 11 | 109.8 | 109.8 | 751 | 6.8397
2012 | 1 | 2 | 12 | 123.5 | 123.5 | 843 | 6.8259
2012 | 1 | 2 | 13 | 115.9 | 115.9 | 797 | 6.8766
2012 | 1 | 2 | 14 | 117.4 | 117.4 | 805 | 6.8569
2012 | 1 | 2 | 15 | 81.3 | 81.3 | 555 | 6.8266
2012 | 1 | 2 | 16 | 78.8 | 78.8 | 550 | 6.9797
2012 | 1 | 2 | 17 | 128 | 128 | 870 | 6.7969
2012 | 1 | 2 | 18 | 126.7 | 126.7 | 857 | 6.764
2012 | 1 | 2 | 19 | 107.5 | 107.5 | 729 | 6.7814
2012 | 1 | 2 | 20 | 86.7 | 86.7 | 599 | 6.9089
2012 | 1 | 2 | 21 | 100.4 | 100.4 | 701 | 6.9821
2012 | 1 | 2 | 22 | 90.9 | 90.9 | 631 | 6.9417
2012 | 1 | 2 | 23 | 55.6 | 55.6 | 392 | 7.0504
2012 | 1 | 2 | 24 | 64.4 | 64.4 | 455 | 7.0652
2012 | 1 | 3 | 1 | 51.2 | 51.2 | 359 | 7.0117
2012 | 1 | 3 | 2 | 33.4 | 33.4 | 230 | 6.8862
2012 | 1 | 3 | 3 | 57.3 | 57.3 | 410 | 7.1553
2012 | 1 | 3 | 4 | 67.2 | 67.2 | 472 | 7.0238
2012 | 1 | 3 | 5 | 62.1 | 62.1 | 437 | 7.037
2012 | 1 | 3 | 6 | 69.6 | 69.6 | 487 | 6.9971
2012 | 1 | 3 | 7 | 113.3 | 113.3 | 770 | 6.7961
2012 | 1 | 3 | 8 | 102.5 | 102.5 | 704 | 6.8683
2012 | 1 | 3 | 9 | 104.6 | 104.6 | 719 | 6.8738
2012 | 1 | 3 | 10 | 97.7 | 97.7 | 672 | 6.8782
2012 | 1 | 3 | 11 | 101.7 | 101.7 | 707 | 6.9518
2012 | 1 | 3 | 12 | 127.7 | 127.7 | 864 | 6.7659
2012 | 1 | 3 | 13 | 116.3 | 116.3 | 797 | 6.853
2012 | 1 | 3 | 14 | 107.6 | 107.6 | 744 | 6.9145
2012 | 1 | 3 | 15 | 109.9 | 109.9 | 758 | 6.8972
2012 | 1 | 3 | 16 | 100.9 | 100.9 | 699 | 6.9277
2012 | 1 | 3 | 17 | 96.9 | 96.9 | 675 | 6.9659
2012 | 1 | 3 | 18 | 103.7 | 103.7 | 720 | 6.9431
2012 | 1 | 3 | 19 | 107.1 | 107.1 | 742 | 6.9281
2012 | 1 | 3 | 20 | 121.5 | 121.5 | 837 | 6.8889
2012 | 1 | 3 | 21 | 129.1 | 129.1 | 882 | 6.8319
2012 | 1 | 3 | 22 | 102.3 | 102.3 | 705 | 6.8915
2012 | 1 | 3 | 23 | 84 | 84 | 469 | 5.5833
2012 | 1 | 3 | 24 | 61.6 | 61.6 | 439 | 7.1266
2012 | 1 | 4 | 1 | 40 | 40 | 285 | 7.125
2012 | 1 | 4 | 2 | 22.5 | 22.5 | 156 | 6.9333
2012 | 1 | 4 | 3 | 83.5 | 83.5 | 595 | 7.1257
2012 | 1 | 4 | 4 | 100.8 | 100.8 | 700 | 6.9444
2012 | 1 | 4 | 5 | 72.8 | 72.8 | 504 | 6.9231
2012 | 1 | 4 | 6 | 72.2 | 72.2 | 508 | 7.036
2012 | 1 | 4 | 7 | 100.1 | 100.1 | 695 | 6.9431
2012 | 1 | 4 | 8 | 110.7 | 110.7 | 756 | 6.8293
2012 | 1 | 4 | 9 | 95 | 95 | 660 | 6.9474
2012 | 1 | 4 | 10 | 103.4 | 103.4 | 718 | 6.9439
2012 | 1 | 4 | 11 | 119.6 | 119.6 | 821 | 6.8645
2012 | 1 | 4 | 12 | 106.7 | 106.7 | 734 | 6.8791
2012 | 1 | 4 | 13 | 95.2 | 95.2 | 660 | 6.9328
2012 | 1 | 4 | 14 | 82.4 | 82.4 | 576 | 6.9903
2012 | 1 | 4 | 15 | 78.5 | 78.5 | 551 | 7.0191
2012 | 1 | 4 | 16 | 57.1 | 57.1 | 402 | 7.0403
2012 | 1 | 4 | 17 | 44.9 | 44.9 | 322 | 7.1715
2012 | 1 | 4 | 18 | 71.2 | 71.2 | 500 | 7.0225
2012 | 1 | 4 | 19 | 72.5 | 72.5 | 510 | 7.0345
2012 | 1 | 4 | 20 | 101.8 | 101.8 | 708 | 6.9548
2012 | 1 | 4 | 21 | 108.5 | 108.5 | 758 | 6.9862
2012 | 1 | 4 | 22 | 95.2 | 95.2 | 667 | 7.0063
2012 | 1 | 4 | 23 | 61.6 | 61.6 | 440 | 7.1429
2012 | 1 | 4 | 24 | 65.3 | 65.3 | 470 | 7.1975
2012 | 1 | 5 | 1 | 71.3 | 71.3 | 508 | 7.1248
2012 | 1 | 5 | 2 | 34.9 | 34.9 | 251 | 7.192
2012 | 1 | 5 | 3 | 55.6 | 55.6 | 400 | 7.1942
2012 | 1 | 5 | 4 | 13.8 | 13.8 | 92 | 6.6667
2012 | 1 | 5 | 5 | 32.7 | 32.7 | 235 | 7.1865
2012 | 1 | 5 | 6 | 82.6 | 82.6 | 579 | 7.0097
2012 | 1 | 5 | 7 | 85 | 85 | 592 | 6.9647
2012 | 1 | 5 | 8 | 90.4 | 90.4 | 632 | 6.9912
2012 | 1 | 5 | 9 | 84.2 | 84.2 | 595 | 7.0665
2012 | 1 | 5 | 10 | 102.4 | 102.4 | 717 | 7.002
2012 | 1 | 5 | 11 | 52.8 | 52.8 | 369 | 6.9886
2012 | 1 | 5 | 12 | 38.9 | 38.9 | 277 | 7.1208
2012 | 1 | 5 | 13 | 56.9 | 56.9 | 411 | 7.2232
2012 | 1 | 5 | 14 | 75.4 | 75.4 | 538 | 7.1353
2012 | 1 | 5 | 15 | 73.8 | 73.8 | 524 | 7.1003
2012 | 1 | 5 | 16 | 57.8 | 57.8 | 413 | 7.1453
2012 | 1 | 5 | 17 | 85 | 85 | 601 | 7.0706
2012 | 1 | 5 | 18 | 118.7 | 118.7 | 815 | 6.866
2012 | 1 | 5 | 19 | 141.7 | 141.7 | 954 | 6.7325
2012 | 1 | 5 | 20 | 129.3 | 129.3 | 878 | 6.7904
2012 | 1 | 5 | 21 | 110.1 | 110.1 | 764 | 6.9391
2012 | 1 | 5 | 22 | 113.7 | 113.7 | 785 | 6.9041
2012 | 1 | 5 | 23 | 60.1 | 60.1 | 422 | 7.0216
2012 | 1 | 5 | 24 | 81.4 | 81.4 | 585 | 7.1867
2012 | 1 | 6 | 1 | 34.4 | 34.4 | 241 | 7.0058
2012 | 1 | 6 | 2 | 22 | 22 | 154 | 7
2012 | 1 | 6 | 3 | 54.8 | 54.8 | 393 | 7.1715
2012 | 1 | 6 | 4 | 77.7 | 77.7 | 559 | 7.1943
2012 | 1 | 6 | 5 | 78.9 | 78.9 | 560 | 7.0976
2012 | 1 | 6 | 6 | 60.6 | 60.6 | 431 | 7.1122
2012 | 1 | 6 | 7 | 99 | 99 | 692 | 6.9899
2012 | 1 | 6 | 8 | 123 | 123 | 842 | 6.8455
2012 | 1 | 6 | 9 | 137.4 | 137.4 | 931 | 6.7758
2012 | 1 | 6 | 10 | 132.4 | 132.4 | 901 | 6.8051
2012 | 1 | 6 | 11 | 117.5 | 117.5 | 804 | 6.8426
2012 | 1 | 6 | 12 | 108.4 | 108.4 | 691 | 6.3745
2012 | 1 | 6 | 13 | 104.2 | 104.2 | 724 | 6.9482
2012 | 1 | 6 | 14 | 92.2 | 92.2 | 645 | 6.9957
2012 | 1 | 6 | 15 | 105.6 | 105.6 | 739 | 6.9981
2012 | 1 | 6 | 16 | 110.1 | 110.1 | 768 | 6.9755
2012 | 1 | 6 | 17 | 104.6 | 104.6 | 727 | 6.9503
2012 | 1 | 6 | 18 | 94.1 | 94.1 | 657 | 6.9819
2012 | 1 | 6 | 19 | 85 | 85 | 594 | 6.9882
2012 | 1 | 6 | 20 | 108.4 | 108.4 | 759 | 7.0018
2012 | 1 | 6 | 21 | 121.3 | 121.3 | 836 | 6.892
2012 | 1 | 6 | 22 | 98.2 | 98.2 | 684 | 6.9654
2012 | 1 | 6 | 23 | 71.1 | 71.1 | 503 | 7.0745
2012 | 1 | 6 | 24 | 101.2 | 101.2 | 712 | 7.0356
2012 | 1 | 7 | 1 | 76.8 | 76.8 | 544 | 7.0833
2012 | 1 | 7 | 2 | 68.5 | 68.5 | 481 | 7.0219
2012 | 1 | 7 | 3 | 26.6 | 26.6 | 192 | 7.218
2012 | 1 | 7 | 4 | 20.9 | 20.9 | 142 | 6.7943
2012 | 1 | 7 | 5 | 27.4 | 27.4 | 192 | 7.0073
2012 | 1 | 7 | 6 | 96.2 | 96.2 | 679 | 7.0582
2012 | 1 | 7 | 7 | 111.5 | 111.5 | 772 | 6.9238
2012 | 1 | 7 | 8 | 99.7 | 99.7 | 696 | 6.9809
2012 | 1 | 7 | 9 | 96.3 | 96.3 | 679 | 7.0509
2012 | 1 | 7 | 10 | 99.4 | 99.4 | 700 | 7.0423
2012 | 1 | 7 | 11 | 120.9 | 120.9 | 835 | 6.9065
2012 | 1 | 7 | 12 | 112.1 | 112.1 | 777 | 6.9313
2012 | 1 | 7 | 13 | 126 | 126 | 868 | 6.8889
2012 | 1 | 7 | 14 | 132.3 | 132.3 | 904 | 6.833
2012 | 1 | 7 | 15 | 119.5 | 119.5 | 821 | 6.8703
2012 | 1 | 7 | 16 | 105.1 | 105.1 | 731 | 6.9553
2012 | 1 | 7 | 17 | 91.4 | 91.4 | 639 | 6.9912
2012 | 1 | 7 | 18 | 96.1 | 96.1 | 670 | 6.9719
2012 | 1 | 7 | 19 | 96 | 96 | 670 | 6.9792
2012 | 1 | 7 | 20 | 134.3 | 134.3 | 922 | 6.8652
2012 | 1 | 7 | 21 | 160.1 | 160.1 | 1060 | 6.6209
2012 | 1 | 7 | 22 | 126.5 | 126.5 | 862 | 6.8142
2012 | 1 | 7 | 23 | 96.8 | 96.8 | 679 | 7.0145
2012 | 1 | 7 | 24 | 90.8 | 90.8 | 643 | 7.0815
2012 | 1 | 8 | 1 | 99.1 | 99.1 | 701 | 7.0737
2012 | 1 | 8 | 2 | 99.5 | 99.5 | 702 | 7.0553
2012 | 1 | 8 | 3 | 113.2 | 113.2 | 793 | 7.0053
2012 | 1 | 8 | 4 | 122 | 122 | 845 | 6.9262
2012 | 1 | 8 | 5 | 110.1 | 110.1 | 768 | 6.9755
2012 | 1 | 8 | 6 | 119.3 | 119.3 | 825 | 6.9153
2012 | 1 | 8 | 7 | 83.7 | 83.7 | 582 | 6.9534
2012 | 1 | 8 | 8 | 68.4 | 68.4 | 485 | 7.0906
2012 | 1 | 8 | 9 | 52.8 | 52.8 | 372 | 7.0455
2012 | 1 | 8 | 10 | 38.4 | 38.4 | 269 | 7.0052
2012 | 1 | 8 | 11 | 96 | 96 | 679 | 7.0729
2012 | 1 | 8 | 12 | 137.8 | 137.8 | 942 | 6.836
2012 | 1 | 8 | 13 | 100.4 | 100.4 | 688 | 6.8526
2012 | 1 | 8 | 14 | 39.6 | 39.6 | 269 | 6.7929
2012 | 1 | 8 | 15 | 29.3 | 29.3 | 209 | 7.1331
2012 | 1 | 8 | 16 | 96.6 | 96.6 | 677 | 7.0083
2012 | 1 | 8 | 17 | 87.7 | 87.7 | 618 | 7.0468
2012 | 1 | 8 | 18 | 75.3 | 75.3 | 522 | 6.9323
2012 | 1 | 8 | 19 | 59.3 | 59.3 | 417 | 7.032
2012 | 1 | 8 | 20 | 114.2 | 114.2 | 794 | 6.9527
2012 | 1 | 8 | 21 | 151.9 | 151.9 | 1017 | 6.6952
2012 | 1 | 8 | 22 | 119.5 | 119.5 | 813 | 6.8033
2012 | 1 | 8 | 23 | 89.6 | 89.6 | 626 | 6.9866
2012 | 1 | 8 | 24 | 73.4 | 73.4 | 520 | 7.0845
2012 | 1 | 9 | 1 | 67.6 | 67.6 | 481 | 7.1154
2012 | 1 | 9 | 2 | 56.8 | 56.8 | 403 | 7.0951
2012 | 1 | 9 | 3 | 70.1 | 70.1 | 504 | 7.1897
2012 | 1 | 9 | 4 | 83.3 | 83.3 | 588 | 7.0588
2012 | 1 | 9 | 5 | 91.1 | 91.1 | 641 | 7.0362
2012 | 1 | 9 | 6 | 95.8 | 95.8 | 672 | 7.0146
2012 | 1 | 9 | 7 | 108.1 | 108.1 | 751 | 6.9473
2012 | 1 | 9 | 8 | 103.8 | 103.8 | 719 | 6.9268
2012 | 1 | 9 | 9 | 121.7 | 121.7 | 843 | 6.9269
2012 | 1 | 9 | 10 | 131.8 | 131.8 | 889 | 6.7451
2012 | 1 | 9 | 11 | 123.2 | 123.2 | 846 | 6.8669
2012 | 1 | 9 | 12 | 112.5 | 112.5 | 779 | 6.9244
2012 | 1 | 9 | 13 | 113.9 | 113.9 | 792 | 6.9535
2012 | 1 | 9 | 14 | 109.6 | 109.6 | 761 | 6.9434
2012 | 1 | 9 | 15 | 99.1 | 99.1 | 693 | 6.9929
2012 | 1 | 9 | 16 | 107.8 | 107.8 | 750 | 6.9573
2012 | 1 | 9 | 17 | 113.4 | 113.4 | 787 | 6.94
2012 | 1 | 9 | 18 | 122 | 122 | 840 | 6.8852
2012 | 1 | 9 | 19 | 111.6 | 111.6 | 771 | 6.9086
2012 | 1 | 9 | 20 | 121.7 | 121.7 | 842 | 6.9187
2012 | 1 | 9 | 21 | 126.6 | 126.6 | 870 | 6.872
2012 | 1 | 9 | 22 | 117.1 | 117.1 | 808 | 6.9001
2012 | 1 | 9 | 23 | 95.5 | 95.5 | 670 | 7.0157
2012 | 1 | 9 | 24 | 104 | 104 | 731 | 7.0288
2012 | 1 | 10 | 1 | 59.4 | 59.4 | 419 | 7.0539
2012 | 1 | 10 | 2 | 35.1 | 35.1 | 247 | 7.037
2012 | 1 | 10 | 3 | 28.4 | 28.4 | 202 | 7.1127
2012 | 1 | 10 | 4 | 39.2 | 39.2 | 284 | 7.2449
2012 | 1 | 10 | 5 | 57.5 | 57.5 | 413 | 7.1826
2012 | 1 | 10 | 6 | 67.6 | 67.6 | 484 | 7.1598
2012 | 1 | 10 | 7 | 111 | 111 | 772 | 6.955
2012 | 1 | 10 | 8 | 95.9 | 95.9 | 668 | 6.9656
2012 | 1 | 10 | 9 | 115.1 | 115.1 | 802 | 6.9679
2012 | 1 | 10 | 10 | 123.4 | 123.4 | 851 | 6.8963
2012 | 1 | 10 | 11 | 119.8 | 119.8 | 824 | 6.8781
2012 | 1 | 10 | 12 | 97.5 | 97.5 | 678 | 6.9538
2012 | 1 | 10 | 13 | 110.7 | 110.7 | 776 | 7.0099
2012 | 1 | 10 | 14 | 116.4 | 116.4 | 808 | 6.9416
2012 | 1 | 10 | 15 | 114.1 | 114.1 | 793 | 6.95
2012 | 1 | 10 | 16 | 114.7 | 114.7 | 797 | 6.9486
2012 | 1 | 10 | 17 | 118.4 | 118.4 | 845 | 7.1368
2012 | 1 | 10 | 18 | 126.7 | 126.7 | 868 | 6.8508
2012 | 1 | 10 | 19 | 122.6 | 122.6 | 846 | 6.9005
2012 | 1 | 10 | 20 | 131.3 | 131.3 | 899 | 6.8469
2012 | 1 | 10 | 21 | 139.5 | 139.5 | 948 | 6.7957
2012 | 1 | 10 | 22 | 144.9 | 144.9 | 976 | 6.7357
2012 | 1 | 10 | 23 | 92.2 | 92.2 | 641 | 6.9523
2012 | 1 | 10 | 24 | 88.4 | 88.4 | 622 | 7.0362
2012 | 1 | 11 | 1 | 64.9 | 64.9 | 464 | 7.1495
2012 | 1 | 11 | 2 | 84.1 | 84.1 | 599 | 7.1225
2012 | 1 | 11 | 3 | 67.8 | 67.8 | 477 | 7.0354
2012 | 1 | 11 | 4 | 65.1 | 65.1 | 460 | 7.0661
2012 | 1 | 11 | 5 | 57 | 57 | 403 | 7.0702
2012 | 1 | 11 | 6 | 90 | 90 | 631 | 7.0111
2012 | 1 | 11 | 7 | 112.5 | 112.5 | 776 | 6.8978
2012 | 1 | 11 | 8 | 109.9 | 109.9 | 754 | 6.8608
2012 | 1 | 11 | 9 | 111.7 | 111.7 | 774 | 6.9293
2012 | 1 | 11 | 10 | 126.2 | 126.2 | 869 | 6.8859
2012 | 1 | 11 | 11 | 116.5 | 116.5 | 804 | 6.9013
2012 | 1 | 11 | 12 | 105.1 | 105 | 728 | 6.9333
2012 | 1 | 11 | 13 | 101.6 | 101.6 | 711 | 6.998
2012 | 1 | 11 | 14 | 110 | 110 | 769 | 6.9909
2012 | 1 | 11 | 15 | 114.9 | 114.9 | 801 | 6.9713
2012 | 1 | 11 | 16 | 101.6 | 101.6 | 708 | 6.9685
2012 | 1 | 11 | 17 | 107.6 | 107.6 | 751 | 6.9796
2012 | 1 | 11 | 18 | 124.9 | 124.9 | 859 | 6.8775
2012 | 1 | 11 | 19 | 126.4 | 126.4 | 864 | 6.8354
2012 | 1 | 11 | 20 | 135.7 | 135.7 | 925 | 6.8165
2012 | 1 | 11 | 21 | 146.5 | 146.5 | 984 | 6.7167
2012 | 1 | 11 | 22 | 111.7 | 111.7 | 761 | 6.8129
2012 | 1 | 11 | 23 | 96.5 | 96.5 | 568 | 5.886
2012 | 1 | 11 | 24 | 100.5 | 100.5 | 710 | 7.0647
2012 | 1 | 12 | 1 | 114.6 | 114.6 | 794 | 6.9284
2012 | 1 | 12 | 2 | 103.7 | 103.7 | 723 | 6.972
2012 | 1 | 12 | 3 | 85.4 | 85.4 | 597 | 6.9906
2012 | 1 | 12 | 4 | 79.3 | 79.3 | 556 | 7.0113
2012 | 1 | 12 | 5 | 58 | 58 | 396 | 6.8276
2012 | 1 | 12 | 6 | 60.9 | 60.9 | 430 | 7.0608
2012 | 1 | 12 | 7 | 116.2 | 116.2 | 798 | 6.8675
2012 | 1 | 12 | 8 | 139.4 | 139.4 | 940 | 6.7432
2012 | 1 | 12 | 9 | 135.2 | 135.2 | 916 | 6.7751
2012 | 1 | 12 | 10 | 137.1 | 137.1 | 931 | 6.7907
2012 | 1 | 12 | 11 | 133.8 | 133.8 | 909 | 6.7937
2012 | 1 | 12 | 12 | 111 | 111 | 766 | 6.9009
2012 | 1 | 12 | 13 | 112.7 | 112.7 | 787 | 6.9831
2012 | 1 | 12 | 14 | 117.5 | 117.5 | 814 | 6.9277
2012 | 1 | 12 | 15 | 109.6 | 109.6 | 760 | 6.9343
2012 | 1 | 12 | 16 | 111.3 | 111.3 | 775 | 6.9632
2012 | 1 | 12 | 17 | 115.7 | 115.7 | 832 | 7.191
2012 | 1 | 12 | 18 | 129.9 | 129.9 | 890 | 6.8514
2012 | 1 | 12 | 19 | 113.4 | 113.4 | 781 | 6.8871
2012 | 1 | 12 | 20 | 116.8 | 116.8 | 810 | 6.9349
2012 | 1 | 12 | 21 | 127.6 | 127.6 | 879 | 6.8887
2012 | 1 | 12 | 22 | 126.8 | 126.8 | 869 | 6.8533
2012 | 1 | 12 | 23 | 120.4 | 120.4 | 833 | 6.9186
2012 | 1 | 12 | 24 | 110 | 110 | 766 | 6.9636
2012 | 1 | 13 | 1 | 106.2 | 106.2 | 742 | 6.9868
2012 | 1 | 13 | 2 | 100 | 100 | 699 | 6.99
2012 | 1 | 13 | 3 | 87 | 87 | 609 | 7
2012 | 1 | 13 | 4 | 70.2 | 70.2 | 487 | 6.9373
2012 | 1 | 13 | 5 | 58.9 | 58.9 | 411 | 6.9779
2012 | 1 | 13 | 6 | 82.7 | 82.7 | 587 | 7.0979
2012 | 1 | 13 | 7 | 113.3 | 113.3 | 780 | 6.8844
2012 | 1 | 13 | 8 | 128.5 | 128.5 | 876 | 6.8171
2012 | 1 | 13 | 9 | 130 | 130 | 887 | 6.8231
2012 | 1 | 13 | 10 | 131.7 | 131.7 | 901 | 6.8413
2012 | 1 | 13 | 11 | 123.2 | 123.2 | 844 | 6.8506
2012 | 1 | 13 | 12 | 116.5 | 116.5 | 807 | 6.927
2012 | 1 | 13 | 13 | 119 | 119 | 823 | 6.916
2012 | 1 | 13 | 14 | 112.3 | 112.3 | 780 | 6.9457
2012 | 1 | 13 | 15 | 99 | 99 | 688 | 6.9495
2012 | 1 | 13 | 16 | 97.1 | 97.1 | 680 | 7.0031
2012 | 1 | 13 | 17 | 96.7 | 96.7 | 678 | 7.0114
2012 | 1 | 13 | 18 | 109.2 | 109.2 | 762 | 6.978
2012 | 1 | 13 | 19 | 111.4 | 111.4 | 775 | 6.9569
2012 | 1 | 13 | 20 | 127.4 | 127.4 | 877 | 6.8838
2012 | 1 | 13 | 21 | 137.6 | 137.6 | 938 | 6.8169
2012 | 1 | 13 | 22 | 133.8 | 133.8 | 915 | 6.8386
2012 | 1 | 13 | 23 | 116.7 | 116.7 | 805 | 6.898
2012 | 1 | 13 | 24 | 86.2 | 86.2 | 605 | 7.0186
2012 | 1 | 14 | 1 | 71.2 | 71.2 | 502 | 7.0506
2012 | 1 | 14 | 2 | 71.3 | 71.3 | 506 | 7.0968
2012 | 1 | 14 | 3 | 81.2 | 81.2 | 578 | 7.1182
2012 | 1 | 14 | 4 | 98.9 | 98.9 | 695 | 7.0273
2012 | 1 | 14 | 5 | 98.9 | 98.9 | 693 | 7.0071
2012 | 1 | 14 | 6 | 94.6 | 94.6 | 661 | 6.9873
2012 | 1 | 14 | 7 | 64.2 | 64.2 | 455 | 7.0872
2012 | 1 | 14 | 8 | 89.1 | 89.1 | 634 | 7.1156
2012 | 1 | 14 | 9 | 98.6 | 98.6 | 690 | 6.998
2012 | 1 | 14 | 10 | 98 | 98 | 688 | 7.0204
2012 | 1 | 14 | 11 | 98.4 | 98.4 | 690 | 7.0122
2012 | 1 | 14 | 12 | 99.4 | 99.4 | 699 | 7.0322
2012 | 1 | 14 | 13 | 101.6 | 101.6 | 730 | 7.185
2012 | 1 | 14 | 14 | 112.4 | 112.4 | 782 | 6.9573
2012 | 1 | 14 | 15 | 100.9 | 100.9 | 707 | 7.0069
2012 | 1 | 14 | 16 | 81.5 | 81.5 | 574 | 7.0429
2012 | 1 | 14 | 17 | 77 | 77 | 548 | 7.1169
2012 | 1 | 14 | 18 | 64.9 | 64.9 | 371 | 5.7165
2012 | 1 | 14 | 19 | 48 | 48 | 343 | 7.1458
2012 | 1 | 14 | 20 | 117.6 | 117.6 | 821 | 6.9813
2012 | 1 | 14 | 21 | 142.8 | 142.8 | 966 | 6.7647
2012 | 1 | 14 | 22 | 106.8 | 106.8 | 733 | 6.8633
2012 | 1 | 14 | 23 | 94.8 | 94.8 | 665 | 7.0148
2012 | 1 | 14 | 24 | 86.6 | 86.6 | 611 | 7.0554
2012 | 1 | 15 | 1 | 90 | 90 | 635 | 7.0556
2012 | 1 | 15 | 2 | 79.3 | 79.3 | 565 | 7.1248
2012 | 1 | 15 | 3 | 83.5 | 83.5 | 594 | 7.1138
2012 | 1 | 15 | 4 | 92.5 | 92.5 | 653 | 7.0595
2012 | 1 | 15 | 5 | 81.6 | 81.6 | 578 | 7.0833
2012 | 1 | 15 | 6 | 82.4 | 82.4 | 583 | 7.0752
2012 | 1 | 15 | 7 | 90.3 | 90.3 | 638 | 7.0653
2012 | 1 | 15 | 8 | 90.1 | 90.1 | 634 | 7.0366
2012 | 1 | 15 | 9 | 97.9 | 97.9 | 689 | 7.0378
2012 | 1 | 15 | 10 | 112.1 | 112.1 | 778 | 6.9402
2012 | 1 | 15 | 11 | 112.1 | 112.1 | 774 | 6.9045
2012 | 1 | 15 | 12 | 118.1 | 118.1 | 814 | 6.8925
2012 | 1 | 15 | 13 | 100.8 | 100.8 | 700 | 6.9444
2012 | 1 | 15 | 14 | 96.3 | 96.3 | 674 | 6.999
2012 | 1 | 15 | 15 | 61.5 | 61.5 | 424 | 6.8943
2012 | 1 | 15 | 16 | 60.9 | 60.9 | 437 | 7.1757
2012 | 1 | 15 | 17 | 90.8 | 90.8 | 640 | 7.0485
2012 | 1 | 15 | 18 | 105.6 | 105.6 | 738 | 6.9886
2012 | 1 | 15 | 19 | 111.2 | 111.2 | 774 | 6.9604
2012 | 1 | 15 | 20 | 127.1 | 127.1 | 877 | 6.9001
2012 | 1 | 15 | 21 | 131.2 | 131.2 | 897 | 6.8369
2012 | 1 | 15 | 22 | 102.1 | 102.1 | 709 | 6.9442
2012 | 1 | 15 | 23 | 93.4 | 93.4 | 657 | 7.0343
2012 | 1 | 15 | 24 | 94.1 | 94.1 | 661 | 7.0244
2012 | 1 | 16 | 1 | 77.9 | 77.9 | 546 | 7.009
2012 | 1 | 16 | 2 | 78.1 | 78.1 | 558 | 7.1447
2012 | 1 | 16 | 3 | 87.1 | 87.1 | 616 | 7.0723
2012 | 1 | 16 | 4 | 72.4 | 72.4 | 510 | 7.0442
2012 | 1 | 16 | 5 | 47.8 | 47.8 | 339 | 7.0921
2012 | 1 | 16 | 6 | 69.6 | 69.6 | 497 | 7.1408
2012 | 1 | 16 | 7 | 102.6 | 102.6 | 722 | 7.037
2012 | 1 | 16 | 8 | 114.8 | 114.8 | 787 | 6.8554
2012 | 1 | 16 | 9 | 52.9 | 52.9 | 363 | 6.862
2012 | 1 | 16 | 10 | 115.7 | 115.7 | 793 | 6.8539
2012 | 1 | 16 | 11 | 101.3 | 101.3 | 701 | 6.92
2012 | 1 | 16 | 12 | 143.3 | 143.3 | 974 | 6.7969
2012 | 1 | 16 | 13 | 143.4 | 143.4 | 962 | 6.7085
2012 | 1 | 16 | 14 | 124.5 | 124.5 | 854 | 6.8594
2012 | 1 | 16 | 15 | 112.6 | 112.6 | 780 | 6.9272
2012 | 1 | 16 | 16 | 103.7 | 103.7 | 725 | 6.9913
2012 | 1 | 16 | 17 | 124.8 | 124.8 | 863 | 6.9151
2012 | 1 | 16 | 18 | 139.7 | 139.7 | 944 | 6.7573
2012 | 1 | 16 | 19 | 121.1 | 121.1 | 834 | 6.8869
2012 | 1 | 16 | 20 | 143.1 | 143.1 | 969 | 6.7715
2012 | 1 | 16 | 21 | 138.5 | 138.5 | 942 | 6.8014
2012 | 1 | 16 | 22 | 126.7 | 126.7 | 868 | 6.8508
2012 | 1 | 16 | 23 | 117.7 | 117.7 | 821 | 6.9754
2012 | 1 | 16 | 24 | 124.2 | 124.2 | 866 | 6.9726
2012 | 1 | 17 | 1 | 116.3 | 116.3 | 754 | 6.4832
2012 | 1 | 17 | 2 | 89.9 | 89.9 | 625 | 6.9522
2012 | 1 | 17 | 3 | 61.2 | 61.2 | 437 | 7.1405
2012 | 1 | 17 | 4 | 86.9 | 86.9 | 622 | 7.1577
2012 | 1 | 17 | 5 | 99.5 | 99.5 | 694 | 6.9749
2012 | 1 | 17 | 6 | 67.2 | 67.2 | 468 | 6.9643
2012 | 1 | 17 | 7 | 78.6 | 78.6 | 562 | 7.1501
2012 | 1 | 17 | 8 | 110.7 | 110.7 | 772 | 6.9738
2012 | 1 | 17 | 9 | 114.9 | 114.9 | 794 | 6.9104
2012 | 1 | 17 | 10 | 97.8 | 97.8 | 684 | 6.9939
2012 | 1 | 17 | 11 | 113.9 | 113.9 | 793 | 6.9622
2012 | 1 | 17 | 12 | 135.7 | 135.7 | 928 | 6.8386
2012 | 1 | 17 | 13 | 123.6 | 123.6 | 848 | 6.8608
2012 | 1 | 17 | 14 | 106.7 | 106.7 | 742 | 6.9541
2012 | 1 | 17 | 15 | 114.7 | 114.7 | 799 | 6.966
2012 | 1 | 17 | 16 | 121.9 | 121.9 | 844 | 6.9237
2012 | 1 | 17 | 17 | 124.6 | 124.6 | 857 | 6.878
2012 | 1 | 17 | 18 | 123.1 | 123.1 | 847 | 6.8806
2012 | 1 | 17 | 19 | 127.6 | 127.6 | 875 | 6.8574
2012 | 1 | 17 | 20 | 124.5 | 124.5 | 846 | 6.7952
2012 | 1 | 17 | 21 | 152.2 | 152.2 | 1020 | 6.7017
2012 | 1 | 17 | 22 | 154.5 | 154.5 | 1026 | 6.6408
2012 | 1 | 17 | 23 | 144 | 144 | 965 | 6.7014
2012 | 1 | 17 | 24 | 127.6 | 127.6 | 877 | 6.873
2012 | 1 | 18 | 1 | 134.6 | 134.6 | 914 | 6.7905
2012 | 1 | 18 | 2 | 84.4 | 84.4 | 583 | 6.9076
2012 | 1 | 18 | 3 | 91.8 | 91.8 | 649 | 7.0697
2012 | 1 | 18 | 4 | 94.1 | 94.1 | 659 | 7.0032
2012 | 1 | 18 | 5 | 83.1 | 83.1 | 586 | 7.0517
2012 | 1 | 18 | 6 | 66.3 | 66.3 | 468 | 7.0588
2012 | 1 | 18 | 7 | 94 | 94 | 659 | 7.0106
2012 | 1 | 18 | 8 | 107.9 | 107.9 | 753 | 6.9787
2012 | 1 | 18 | 9 | 145.2 | 145.2 | 983 | 6.77
2012 | 1 | 18 | 10 | 164.1 | 164.1 | 1078 | 6.5692
2012 | 1 | 18 | 11 | 151.8 | 151.8 | 1005 | 6.6206
2012 | 1 | 18 | 12 | 131.2 | 131.2 | 894 | 6.814
2012 | 1 | 18 | 13 | 135.5 | 135.5 | 924 | 6.8192
2012 | 1 | 18 | 14 | 127.4 | 127.4 | 873 | 6.8524
2012 | 1 | 18 | 15 | 129.3 | 129.3 | 888 | 6.8677
2012 | 1 | 18 | 16 | 140.6 | 140.6 | 955 | 6.7923
2012 | 1 | 18 | 17 | 136.2 | 136.2 | 926 | 6.7988
2012 | 1 | 18 | 18 | 140.5 | 140.5 | 945 | 6.726
2012 | 1 | 18 | 19 | 129.2 | 129.2 | 884 | 6.8421
2012 | 1 | 18 | 20 | 142.7 | 142.7 | 965 | 6.7624
2012 | 1 | 18 | 21 | 147.1 | 147.1 | 986 | 6.7029
2012 | 1 | 18 | 22 | 133.6 | 133.6 | 907 | 6.7889
2012 | 1 | 18 | 23 | 111.2 | 111.2 | 772 | 6.9424
2012 | 1 | 18 | 24 | 98 | 98 | 688 | 7.0204
2012 | 1 | 19 | 1 | 92 | 92 | 646 | 7.0217
2012 | 1 | 19 | 2 | 74.4 | 74.4 | 521 | 7.0027
2012 | 1 | 19 | 3 | 95.3 | 95.3 | 673 | 7.0619
2012 | 1 | 19 | 4 | 94.5 | 94.5 | 669 | 7.0794
2012 | 1 | 19 | 5 | 99.3 | 99.3 | 694 | 6.9889
2012 | 1 | 19 | 6 | 61.1 | 61.1 | 421 | 6.8903
2012 | 1 | 19 | 7 | 64.6 | 64.6 | 455 | 7.0433
2012 | 1 | 19 | 8 | 125.2 | 125.2 | 860 | 6.869
2012 | 1 | 19 | 9 | 128 | 128 | 878 | 6.8594
2012 | 1 | 19 | 10 | 156.3 | 156.3 | 1035 | 6.6219
2012 | 1 | 19 | 11 | 124.3 | 124.3 | 851 | 6.8463
2012 | 1 | 19 | 12 | 128.9 | 128.9 | 881 | 6.8348
2012 | 1 | 19 | 13 | 111.8 | 111.8 | 776 | 6.941
2012 | 1 | 19 | 14 | 104 | 104 | 726 | 6.9808
2012 | 1 | 19 | 15 | 113 | 113 | 787 | 6.9646
2012 | 1 | 19 | 16 | 130.6 | 130.6 | 900 | 6.8913
2012 | 1 | 19 | 17 | 134.5 | 134.5 | 917 | 6.8178
2012 | 1 | 19 | 18 | 140.2 | 140.2 | 949 | 6.7689
2012 | 1 | 19 | 19 | 123.8 | 123.8 | 852 | 6.8821
2012 | 1 | 19 | 20 | 138.8 | 138.8 | 941 | 6.7795
2012 | 1 | 19 | 21 | 125 | 125 | 861 | 6.888
2012 | 1 | 19 | 22 | 115.9 | 115.9 | 806 | 6.9543
2012 | 1 | 19 | 23 | 111.6 | 111.6 | 781 | 6.9982
2012 | 1 | 19 | 24 | 118.4 | 118.4 | 828 | 6.9932
2012 | 1 | 20 | 1 | 116 | 116 | 809 | 6.9741
2012 | 1 | 20 | 2 | 77.5 | 77.5 | 545 | 7.0323
2012 | 1 | 20 | 3 | 66.6 | 66.6 | 475 | 7.1321
2012 | 1 | 20 | 4 | 79.3 | 79.3 | 562 | 7.087
2012 | 1 | 20 | 5 | 82.8 | 82.8 | 586 | 7.0773
2012 | 1 | 20 | 6 | 78 | 78 | 552 | 7.0769
2012 | 1 | 20 | 7 | 95.5 | 95.5 | 667 | 6.9843
2012 | 1 | 20 | 8 | 96.8 | 96.8 | 669 | 6.9112
2012 | 1 | 20 | 9 | 110.5 | 110.5 | 768 | 6.9502
2012 | 1 | 20 | 10 | 135.5 | 135.5 | 924 | 6.8192
2012 | 1 | 20 | 11 | 117.7 | 117.7 | 811 | 6.8904
2012 | 1 | 20 | 12 | 94.3 | 94.3 | 660 | 6.9989
2012 | 1 | 20 | 13 | 72.3 | 72.3 | 513 | 7.0954
2012 | 1 | 20 | 14 | 93.3 | 93.3 | 658 | 7.0525
2012 | 1 | 20 | 15 | 105.6 | 105.6 | 740 | 7.0076
2012 | 1 | 20 | 16 | 128 | 128 | 882 | 6.8906
2012 | 1 | 20 | 17 | 138.2 | 138.2 | 943 | 6.8234
2012 | 1 | 20 | 18 | 143.9 | 143.9 | 971 | 6.7477
2012 | 1 | 20 | 19 | 142.1 | 142.1 | 959 | 6.7488
2012 | 1 | 20 | 20 | 133.4 | 133.4 | 911 | 6.8291
2012 | 1 | 20 | 21 | 130.6 | 130.6 | 896 | 6.8606
2012 | 1 | 20 | 22 | 130.6 | 130.6 | 894 | 6.8453
2012 | 1 | 20 | 23 | 103.6 | 103.6 | 722 | 6.9691
2012 | 1 | 20 | 24 | 90.6 | 90.6 | 638 | 7.0419
2012 | 1 | 21 | 1 | 79.2 | 79.2 | 558 | 7.0455
2012 | 1 | 21 | 2 | 67.7 | 67.7 | 479 | 7.0753
2012 | 1 | 21 | 3 | 74 | 74 | 530 | 7.1622
2012 | 1 | 21 | 4 | 76.3 | 76.3 | 547 | 7.1691
2012 | 1 | 21 | 5 | 82.2 | 82.2 | 586 | 7.129
2012 | 1 | 21 | 6 | 58.6 | 58.6 | 420 | 7.1672
2012 | 1 | 21 | 7 | 72.4 | 72.4 | 518 | 7.1547
2012 | 1 | 21 | 8 | 90.8 | 90.8 | 644 | 7.0925
2012 | 1 | 21 | 9 | 76.9 | 76.9 | 546 | 7.1001
2012 | 1 | 21 | 10 | 71.5 | 71.5 | 509 | 7.1189
2012 | 1 | 21 | 11 | 72.9 | 72.9 | 521 | 7.1468
2012 | 1 | 21 | 12 | 56.2 | 56.2 | 403 | 7.1708
2012 | 1 | 21 | 13 | 27.7 | 27.7 | 199 | 7.1841
2012 | 1 | 21 | 14 | 36.6 | 36.6 | 261 | 7.1311
2012 | 1 | 21 | 15 | 48.8 | 48.8 | 354 | 7.2541
2012 | 1 | 21 | 16 | 54 | 54 | 392 | 7.2593
2012 | 1 | 21 | 17 | 84.3 | 84.3 | 597 | 7.0819
2012 | 1 | 21 | 18 | 79.4 | 79.4 | 567 | 7.1411
2012 | 1 | 21 | 19 | 101.9 | 101.9 | 721 | 7.0756
2012 | 1 | 21 | 20 | 105.3 | 105.3 | 738 | 7.0085
2012 | 1 | 21 | 21 | 92.6 | 92.6 | 655 | 7.0734
2012 | 1 | 21 | 22 | 93.7 | 93.7 | 666 | 7.1078
2012 | 1 | 21 | 23 | 117.4 | 117.4 | 819 | 6.9761
2012 | 1 | 21 | 24 | 87.6 | 87.6 | 614 | 7.0091
2012 | 1 | 22 | 1 | 52.2 | 52.2 | 373 | 7.1456
2012 | 1 | 22 | 2 | 53.9 | 53.9 | 391 | 7.2542
2012 | 1 | 22 | 3 | 29.8 | 29.8 | 214 | 7.1812
2012 | 1 | 22 | 4 | 20.1 | 20.1 | 139 | 6.9154
2012 | 1 | 22 | 5 | 57.1 | 57.1 | 407 | 7.1278
2012 | 1 | 22 | 6 | 64.8 | 64.8 | 466 | 7.1914
2012 | 1 | 22 | 7 | 50.5 | 50.5 | 364 | 7.2079
2012 | 1 | 22 | 8 | 85.9 | 85.9 | 612 | 7.1246
2012 | 1 | 22 | 9 | 84.1 | 84.1 | 604 | 7.1819
2012 | 1 | 22 | 10 | 72.7 | 72.7 | 517 | 7.1114
2012 | 1 | 22 | 11 | 101.5 | 101.5 | 711 | 7.0049
2012 | 1 | 22 | 12 | 131.9 | 131.9 | 901 | 6.8309
2012 | 1 | 22 | 13 | 105 | 105 | 732 | 6.9714
2012 | 1 | 22 | 14 | 123.5 | 123.5 | 853 | 6.9069
2012 | 1 | 22 | 15 | 90.9 | 90.9 | 632 | 6.9527
2012 | 1 | 22 | 16 | 70.9 | 70.9 | 499 | 7.0381
2012 | 1 | 22 | 17 | 74.2 | 74.2 | 524 | 7.062
2012 | 1 | 22 | 18 | 124.2 | 124.2 | 853 | 6.868
2012 | 1 | 22 | 19 | 85.3 | 85.3 | 592 | 6.9402
2012 | 1 | 22 | 20 | 114.7 | 114.7 | 793 | 6.9137
2012 | 1 | 22 | 21 | 111.9 | 111.9 | 774 | 6.9169
2012 | 1 | 22 | 22 | 111.8 | 111.8 | 768 | 6.8694
2012 | 1 | 22 | 23 | 71 | 71 | 496 | 6.9859
2012 | 1 | 22 | 24 | 16.4 | 16.4 | 114 | 6.9512
2012 | 1 | 23 | 1 | 10.1 | 10.1 | 66 | 6.5347
2012 | 1 | 23 | 2 | 66.9 | 66.9 | 475 | 7.1001
2012 | 1 | 23 | 3 | 78.7 | 78.7 | 557 | 7.0775
2012 | 1 | 23 | 4 | 54.7 | 54.7 | 385 | 7.0384
2012 | 1 | 23 | 5 | 39.7 | 39.7 | 283 | 7.1285
2012 | 1 | 23 | 6 | 74.5 | 74.5 | 527 | 7.0738
2012 | 1 | 23 | 7 | 108.7 | 108.7 | 752 | 6.9181
2012 | 1 | 23 | 8 | 111.1 | 111.1 | 767 | 6.9037
2012 | 1 | 23 | 9 | 112.3 | 112.3 | 777 | 6.919
2012 | 1 | 23 | 10 | 137.8 | 137.8 | 940 | 6.8215
2012 | 1 | 23 | 11 | 141.6 | 141.6 | 957 | 6.7585
2012 | 1 | 23 | 12 | 119.4 | 119.4 | 825 | 6.9095
2012 | 1 | 23 | 13 | 122.3 | 122.3 | 848 | 6.9338
2012 | 1 | 23 | 14 | 115 | 115 | 799 | 6.9478
2012 | 1 | 23 | 15 | 99.4 | 99.4 | 696 | 7.002
2012 | 1 | 23 | 16 | 90.2 | 90.2 | 633 | 7.0177
2012 | 1 | 23 | 17 | 96.6 | 96.6 | 679 | 7.029
2012 | 1 | 23 | 18 | 122.7 | 122.7 | 843 | 6.8704
2012 | 1 | 23 | 19 | 127.3 | 127.3 | 868 | 6.8185
2012 | 1 | 23 | 20 | 137.1 | 137.1 | 934 | 6.8125
2012 | 1 | 23 | 21 | 145.1 | 145.1 | 981 | 6.7609
2012 | 1 | 23 | 22 | 115 | 115 | 775 | 6.7391
2012 | 1 | 23 | 23 | 96.5 | 96.5 | 665 | 6.8912
2012 | 1 | 23 | 24 | 87.9 | 87.9 | 620 | 7.0535
2012 | 1 | 24 | 1 | 67 | 67 | 481 | 7.1791
2012 | 1 | 24 | 2 | 51.5 | 51.5 | 370 | 7.1845
2012 | 1 | 24 | 3 | 47.6 | 47.6 | 342 | 7.1849
2012 | 1 | 24 | 4 | 71 | 71 | 506 | 7.1268
2012 | 1 | 24 | 5 | 94.4 | 94.4 | 656 | 6.9492
2012 | 1 | 24 | 6 | 89.6 | 89.6 | 628 | 7.0089
2012 | 1 | 24 | 7 | 105.3 | 105.3 | 736 | 6.9896
2012 | 1 | 24 | 8 | 120.2 | 120.2 | 830 | 6.9052
2012 | 1 | 24 | 9 | 112.2 | 112.2 | 780 | 6.9519
2012 | 1 | 24 | 10 | 135.4 | 135.4 | 925 | 6.8316
2012 | 1 | 24 | 11 | 125.6 | 125.6 | 863 | 6.871
2012 | 1 | 24 | 12 | 106.2 | 106.2 | 738 | 6.9492
2012 | 1 | 24 | 13 | 110.9 | 110.9 | 776 | 6.9973
2012 | 1 | 24 | 14 | 115 | 115 | 806 | 7.0087
2012 | 1 | 24 | 15 | 134.2 | 134.2 | 923 | 6.8778
2012 | 1 | 24 | 16 | 130.7 | 130.7 | 902 | 6.9013
2012 | 1 | 24 | 17 | 132.9 | 132.9 | 917 | 6.8999
2012 | 1 | 24 | 18 | 129.1 | 129.1 | 891 | 6.9016
2012 | 1 | 24 | 19 | 117 | 117 | 816 | 6.9744
2012 | 1 | 24 | 20 | 138 | 138 | 947 | 6.8623
2012 | 1 | 24 | 21 | 119.8 | 119.8 | 833 | 6.9533
2012 | 1 | 24 | 22 | 105 | 105 | 734 | 6.9905
2012 | 1 | 24 | 23 | 84.4 | 84.4 | 606 | 7.1801
2012 | 1 | 24 | 24 | 72.3 | 72.3 | 519 | 7.1784
2012 | 1 | 25 | 1 | 42.1 | 42.1 | 304 | 7.2209
2012 | 1 | 25 | 2 | 25.4 | 25.4 | 180 | 7.0866
2012 | 1 | 25 | 3 | 59.8 | 59.8 | 435 | 7.2742
2012 | 1 | 25 | 4 | 63.8 | 63.8 | 459 | 7.1944
2012 | 1 | 25 | 5 | 86.3 | 86.3 | 611 | 7.08
2012 | 1 | 25 | 6 | 52.1 | 52.1 | 372 | 7.1401
2012 | 1 | 25 | 7 | 80.3 | 80.3 | 574 | 7.1482
2012 | 1 | 25 | 8 | 93.6 | 93.6 | 660 | 7.0513
2012 | 1 | 25 | 9 | 102 | 102 | 715 | 7.0098
2012 | 1 | 25 | 10 | 112.1 | 112.1 | 783 | 6.9848
2012 | 1 | 25 | 11 | 110.4 | 110.4 | 770 | 6.9746
2012 | 1 | 25 | 12 | 99 | 99 | 695 | 7.0202
2012 | 1 | 25 | 13 | 85.4 | 85.4 | 600 | 7.0258
2012 | 1 | 25 | 14 | 61.2 | 61.2 | 438 | 7.1569
2012 | 1 | 25 | 15 | 66.2 | 66.2 | 475 | 7.1752
2012 | 1 | 25 | 16 | 67.9 | 67.9 | 485 | 7.1429
2012 | 1 | 25 | 17 | 73.8 | 73.8 | 524 | 7.1003
2012 | 1 | 25 | 18 | 85 | 85 | 602 | 7.0824
2012 | 1 | 25 | 19 | 95.9 | 95.9 | 673 | 7.0177
2012 | 1 | 25 | 20 | 124.4 | 124.4 | 862 | 6.9293
2012 | 1 | 25 | 21 | 119.2 | 119.2 | 830 | 6.9631
2012 | 1 | 25 | 22 | 133.3 | 133.3 | 904 | 6.7817
2012 | 1 | 25 | 23 | 110.9 | 110.9 | 773 | 6.9702
2012 | 1 | 25 | 24 | 110.7 | 110.7 | 769 | 6.9467
2012 | 1 | 26 | 1 | 74.2 | 74.2 | 527 | 7.1024
2012 | 1 | 26 | 2 | 13 | 13 | 89 | 6.8462
2012 | 1 | 26 | 3 | 19.5 | 19.5 | 137 | 7.0256
2012 | 1 | 26 | 4 | 65.5 | 65.5 | 473 | 7.2214
2012 | 1 | 26 | 5 | 76.1 | 76.1 | 546 | 7.1748
2012 | 1 | 26 | 6 | 99.5 | 99.5 | 699 | 7.0251
2012 | 1 | 26 | 7 | 109.6 | 109.6 | 763 | 6.9617
2012 | 1 | 26 | 8 | 119.1 | 119.1 | 823 | 6.9102
2012 | 1 | 26 | 9 | 131.3 | 131.3 | 901 | 6.8621
2012 | 1 | 26 | 10 | 116.3 | 116.3 | 806 | 6.9304
2012 | 1 | 26 | 11 | 104.6 | 104.6 | 730 | 6.979
2012 | 1 | 26 | 12 | 87 | 87 | 611 | 7.023
2012 | 1 | 26 | 13 | 102.3 | 102.3 | 721 | 7.0479
2012 | 1 | 26 | 14 | 100.4 | 100.4 | 706 | 7.0319
2012 | 1 | 26 | 15 | 101.3 | 101.3 | 711 | 7.0188
2012 | 1 | 26 | 16 | 90.9 | 90.9 | 643 | 7.0737
2012 | 1 | 26 | 17 | 100.6 | 100.6 | 710 | 7.0577
2012 | 1 | 26 | 18 | 110.8 | 110.8 | 770 | 6.9495
2012 | 1 | 26 | 19 | 80.8 | 80.8 | 562 | 6.9554
2012 | 1 | 26 | 20 | 93.5 | 93.5 | 659 | 7.0481
2012 | 1 | 26 | 21 | 119.3 | 119.3 | 829 | 6.9489
2012 | 1 | 26 | 22 | 97.4 | 97.4 | 681 | 6.9918
2012 | 1 | 26 | 23 | 58.4 | 58.4 | 420 | 7.1918
2012 | 1 | 26 | 24 | 66.8 | 66.8 | 485 | 7.2605
2012 | 1 | 27 | 1 | 56.8 | 56.8 | 412 | 7.2535
2012 | 1 | 27 | 2 | 57.7 | 57.7 | 416 | 7.2097
2012 | 1 | 27 | 3 | 59.5 | 59.5 | 429 | 7.2101
2012 | 1 | 27 | 4 | 87.7 | 87.7 | 625 | 7.1266
2012 | 1 | 27 | 5 | 87.9 | 87.9 | 625 | 7.1104
2012 | 1 | 27 | 6 | 94.4 | 94.4 | 668 | 7.0763
2012 | 1 | 27 | 7 | 102.8 | 102.8 | 719 | 6.9942
2012 | 1 | 27 | 8 | 125.1 | 125.1 | 863 | 6.8985
2012 | 1 | 27 | 9 | 139 | 139 | 948 | 6.8201
2012 | 1 | 27 | 10 | 158.3 | 158.3 | 1057 | 6.6772
2012 | 1 | 27 | 11 | 125.9 | 125.9 | 859 | 6.8229
2012 | 1 | 27 | 12 | 89.4 | 89.4 | 629 | 7.0358
2012 | 1 | 27 | 13 | 93.6 | 93.6 | 664 | 7.094
2012 | 1 | 27 | 14 | 127.2 | 127.2 | 884 | 6.9497
2012 | 1 | 27 | 15 | 137 | 137 | 941 | 6.8686
2012 | 1 | 27 | 16 | 155.7 | 155.7 | 1040 | 6.6795
2012 | 1 | 27 | 17 | 141.5 | 141.5 | 951 | 6.7208
2012 | 1 | 27 | 18 | 158.1 | 158.1 | 1034 | 6.5402
2012 | 1 | 27 | 19 | 140.7 | 140.7 | 935 | 6.6453
2012 | 1 | 27 | 20 | 143 | 143 | 960 | 6.7133
2012 | 1 | 27 | 21 | 143.7 | 143.7 | 956 | 6.6527
2012 | 1 | 27 | 22 | 96.2 | 96.2 | 666 | 6.9231
2012 | 1 | 27 | 23 | 57.8 | 57.8 | 413 | 7.1453
2012 | 1 | 27 | 24 | 52.4 | 52.4 | 381 | 7.271
2012 | 1 | 28 | 1 | 85.4 | 85.4 | 611 | 7.1546
2012 | 1 | 28 | 2 | 90.7 | 90.7 | 646 | 7.1224
2012 | 1 | 28 | 3 | 115.6 | 115.6 | 808 | 6.9896
2012 | 1 | 28 | 4 | 88.9 | 88.9 | 629 | 7.0754
2012 | 1 | 28 | 5 | 97.2 | 97.2 | 688 | 7.0782
2012 | 1 | 28 | 6 | 92.4 | 92.4 | 654 | 7.0779
2012 | 1 | 28 | 7 | 104.3 | 104.3 | 736 | 7.0566
2012 | 1 | 28 | 8 | 114.5 | 114.5 | 802 | 7.0044
2012 | 1 | 28 | 9 | 114.5 | 114.5 | 794 | 6.9345
2012 | 1 | 28 | 10 | 81.3 | 81.3 | 566 | 6.9619
2012 | 1 | 28 | 11 | 85.9 | 85.9 | 605 | 7.0431
2012 | 1 | 28 | 12 | 89.6 | 89.6 | 626 | 6.9866
2012 | 1 | 28 | 13 | 58.3 | 58.3 | 412 | 7.0669
2012 | 1 | 28 | 14 | 65.9 | 65.9 | 472 | 7.1624
2012 | 1 | 28 | 15 | 79.9 | 79.9 | 564 | 7.0588
2012 | 1 | 28 | 16 | 83.6 | 83.6 | 593 | 7.0933
2012 | 1 | 28 | 17 | 105 | 105 | 732 | 6.9714
2012 | 1 | 28 | 18 | 120.4 | 120.4 | 826 | 6.8605
2012 | 1 | 28 | 19 | 86.3 | 86.3 | 599 | 6.9409
2012 | 1 | 28 | 20 | 89.9 | 89.9 | 630 | 7.0078
2012 | 1 | 28 | 21 | 85.1 | 85.1 | 566 | 6.651
2012 | 1 | 28 | 22 | 94.9 | 94.9 | 667 | 7.0285
2012 | 1 | 28 | 23 | 100.4 | 100.4 | 699 | 6.9622
2012 | 1 | 28 | 24 | 80.5 | 80.5 | 565 | 7.0186
2012 | 1 | 29 | 1 | 73.1 | 73.1 | 519 | 7.0999
2012 | 1 | 29 | 2 | 27 | 27 | 191 | 7.0741
2012 | 1 | 29 | 3 | 33.5 | 33.5 | 239 | 7.1343
2012 | 1 | 29 | 4 | 53.1 | 53.1 | 385 | 7.2505
2012 | 1 | 29 | 5 | 81.4 | 81.4 | 589 | 7.2359
2012 | 1 | 29 | 6 | 82 | 82 | 587 | 7.1585
2012 | 1 | 29 | 7 | 66.6 | 66.6 | 478 | 7.1772
2012 | 1 | 29 | 8 | 64.8 | 64.8 | 465 | 7.1759
2012 | 1 | 29 | 9 | 47 | 47 | 341 | 7.2553
2012 | 1 | 29 | 10 | 40.2 | 40.2 | 290 | 7.2139
2012 | 1 | 29 | 11 | 77.6 | 77.6 | 555 | 7.1521
2012 | 1 | 29 | 12 | 44.5 | 44.5 | 319 | 7.1685
2012 | 1 | 29 | 13 | 33.4 | 33.4 | 241 | 7.2156
2012 | 1 | 29 | 14 | 16.3 | 16.3 | 112 | 6.8712
2012 | 1 | 29 | 15 | 17.9 | 17.9 | 130 | 7.2626
2012 | 1 | 29 | 16 | 19.8 | 19.8 | 138 | 6.9697
2012 | 1 | 29 | 17 | 37.2 | 37.2 | 263 | 7.0699
2012 | 1 | 29 | 18 | 43.3 | 43.3 | 309 | 7.1363
2012 | 1 | 29 | 19 | 26.9 | 26.9 | 191 | 7.1004
2012 | 1 | 29 | 20 | 17.1 | 17.1 | 118 | 6.9006
2012 | 1 | 29 | 21 | 18.4 | 18.4 | 131 | 7.1196
2012 | 1 | 29 | 22 | 15.7 | 15.7 | 107 | 6.8153
2012 | 1 | 29 | 23 | 9.6 | 9.6 | 65 | 6.7708
2012 | 1 | 29 | 24 | 8.7 | 8.7 | 61 | 7.0115
2012 | 1 | 30 | 1 | 8.7 | 8.7 | 58 | 6.6667
2012 | 1 | 30 | 2 | 8.8 | 8.8 | 59 | 6.7045
2012 | 1 | 30 | 3 | 9.5 | 9.5 | 66 | 6.9474
2012 | 1 | 30 | 4 | 13.5 | 13.5 | 92 | 6.8148
2012 | 1 | 30 | 5 | 20.1 | 20.1 | 143 | 7.1144
2012 | 1 | 30 | 6 | 49.4 | 49.4 | 354 | 7.166
2012 | 1 | 30 | 7 | 88.2 | 88.2 | 620 | 7.0295
2012 | 1 | 30 | 8 | 70.5 | 70.5 | 497 | 7.0496
2012 | 1 | 30 | 9 | 92.9 | 92.9 | 664 | 7.1475
2012 | 1 | 30 | 10 | 108.1 | 108.1 | 763 | 7.0583
2012 | 1 | 30 | 11 | 66.6 | 66.6 | 485 | 7.2823
2012 | 1 | 30 | 12 | 65.8 | 65.8 | 477 | 7.2492
2012 | 1 | 30 | 13 | 110.1 | 110.1 | 782 | 7.1026
2012 | 1 | 30 | 14 | 106 | 106 | 750 | 7.0755
2012 | 1 | 30 | 15 | 93.6 | 93.6 | 577 | 6.1645
2012 | 1 | 30 | 16 | 113.7 | 113.7 | 795 | 6.9921
2012 | 1 | 30 | 17 | 119.1 | 119.1 | 828 | 6.9521
2012 | 1 | 30 | 18 | 175.3 | 175.3 | 1130 | 6.4461
2012 | 1 | 30 | 19 | 154.6 | 154.6 | 1015 | 6.5653
2012 | 1 | 30 | 20 | 108.6 | 108.6 | 744 | 6.8508
2012 | 1 | 30 | 21 | 92.8 | 92.8 | 647 | 6.972
2012 | 1 | 30 | 22 | 72.8 | 72.8 | 520 | 7.1429
2012 | 1 | 30 | 23 | 71 | 71 | 506 | 7.1268
2012 | 1 | 30 | 24 | 62.2 | 62.2 | 449 | 7.2186
2012 | 1 | 31 | 1 | 75.6 | 75.6 | 546 | 7.2222
2012 | 1 | 31 | 2 | 73.2 | 73.2 | 527 | 7.1995
2012 | 1 | 31 | 3 | 51.2 | 51.2 | 372 | 7.2656
2012 | 1 | 31 | 4 | 32.2 | 32.2 | 232 | 7.205
2012 | 1 | 31 | 5 | 43.7 | 43.7 | 310 | 7.0938
2012 | 1 | 31 | 6 | 70.4 | 70.4 | 499 | 7.0881
2012 | 1 | 31 | 7 | 144.2 | 144.2 | 973 | 6.7476
2012 | 1 | 31 | 8 | 118.2 | 118.2 | 809 | 6.8443
2012 | 1 | 31 | 9 | 103.4 | 103.4 | 724 | 7.0019
2012 | 1 | 31 | 10 | 116.8 | 116.8 | 811 | 6.9435
2012 | 1 | 31 | 11 | 112.5 | 112.5 | 777 | 6.9067
2012 | 1 | 31 | 12 | 86.5 | 86.5 | 608 | 7.0289
2012 | 1 | 31 | 13 | 121.2 | 121.2 | 842 | 6.9472
2012 | 1 | 31 | 14 | 88.3 | 88.3 | 614 | 6.9536
2012 | 1 | 31 | 15 | 91.1 | 91.1 | 638 | 7.0033
2012 | 1 | 31 | 16 | 97.3 | 97.3 | 684 | 7.0298
2012 | 1 | 31 | 17 | 122.9 | 122.9 | 851 | 6.9243
2012 | 1 | 31 | 18 | 106.8 | 106.8 | 740 | 6.9288
2012 | 1 | 31 | 19 | 85.7 | 85.7 | 599 | 6.9895
2012 | 1 | 31 | 20 | 108.1 | 108.1 | 759 | 7.0213
2012 | 1 | 31 | 21 | 116.8 | 116.8 | 812 | 6.9521
2012 | 1 | 31 | 22 | 104.7 | 104.7 | 731 | 6.9819
2012 | 1 | 31 | 23 | 82.7 | 82.7 | 586 | 7.0859
2012 | 1 | 31 | 24 | 88.7 | 88.7 | 628 | 7.08
2012 | 2 | 1 | 1 | 25.3 | 25.3 | 180 | 7.1146
2012 | 2 | 1 | 2 | 55 | 55 | 404 | 7.3455
2012 | 2 | 1 | 3 | 46.5 | 46.5 | 334 | 7.1828
2012 | 2 | 1 | 4 | 87.1 | 87.1 | 623 | 7.1527
2012 | 2 | 1 | 5 | 81.7 | 81.7 | 582 | 7.1236
2012 | 2 | 1 | 6 | 93.7 | 93.7 | 663 | 7.0758
2012 | 2 | 1 | 7 | 128.8 | 128.8 | 882 | 6.8478
2012 | 2 | 1 | 8 | 112.4 | 112.4 | 775 | 6.895
2012 | 2 | 1 | 9 | 133 | 133 | 913 | 6.8647
2012 | 2 | 1 | 10 | 113.9 | 113.9 | 794 | 6.971
2012 | 2 | 1 | 11 | 89 | 89 | 628 | 7.0562
2012 | 2 | 1 | 12 | 66.2 | 66.2 | 477 | 7.2054
2012 | 2 | 1 | 13 | 41.8 | 41.8 | 298 | 7.1292
2012 | 2 | 1 | 14 | 16.2 | 16.2 | 114 | 7.037
2012 | 2 | 1 | 15 | 47.4 | 47.4 | 339 | 7.1519
2012 | 2 | 1 | 16 | 77.6 | 77.6 | 552 | 7.1134
2012 | 2 | 1 | 17 | 56 | 56 | 402 | 7.1786
2012 | 2 | 1 | 18 | 103.8 | 103.8 | 734 | 7.0713
2012 | 2 | 1 | 19 | 102.6 | 102.6 | 712 | 6.9396
2012 | 2 | 1 | 20 | 98.8 | 98.8 | 693 | 7.0142
2012 | 2 | 1 | 21 | 93.5 | 93.5 | 661 | 7.0695
2012 | 2 | 1 | 22 | 119 | 119 | 830 | 6.9748
2012 | 2 | 1 | 23 | 75.4 | 75.4 | 538 | 7.1353
2012 | 2 | 1 | 24 | 27.3 | 27.3 | 194 | 7.1062
2012 | 2 | 2 | 1 | 35.3 | 35.3 | 257 | 7.2805
2012 | 2 | 2 | 2 | 37.8 | 37.8 | 267 | 7.0635
2012 | 2 | 2 | 3 | 88.5 | 88.3 | 634 | 7.1801
2012 | 2 | 2 | 4 | 108.2 | 98.4 | 692 | 7.0325
2012 | 2 | 2 | 5 | 52.4 | 52.4 | 373 | 7.1183
2012 | 2 | 2 | 6 | 98.8 | 98.8 | 695 | 7.0344
2012 | 2 | 2 | 7 | 158.9 | 158.9 | 1055 | 6.6394
2012 | 2 | 2 | 8 | 155.5 | 155.5 | 1022 | 6.5723
2012 | 2 | 2 | 9 | 117.4 | 117.4 | 812 | 6.9165
2012 | 2 | 2 | 10 | 111.6 | 111.6 | 779 | 6.9803
2012 | 2 | 2 | 11 | 97.3 | 97.3 | 678 | 6.9681
2012 | 2 | 2 | 12 | 53.7 | 53.7 | 387 | 7.2067
2012 | 2 | 2 | 13 | 92 | 92 | 659 | 7.163
2012 | 2 | 2 | 14 | 67.5 | 67.5 | 480 | 7.1111
2012 | 2 | 2 | 15 | 82.8 | 82.8 | 596 | 7.1981
2012 | 2 | 2 | 16 | 94.7 | 94.7 | 673 | 7.1067
2012 | 2 | 2 | 17 | 92.4 | 92.4 | 655 | 7.0887
2012 | 2 | 2 | 18 | 91.4 | 91.4 | 647 | 7.0788
2012 | 2 | 2 | 19 | 89.8 | 89.8 | 633 | 7.049
2012 | 2 | 2 | 20 | 100.1 | 100.1 | 705 | 7.043
2012 | 2 | 2 | 21 | 126.4 | 126.4 | 877 | 6.9383
2012 | 2 | 2 | 22 | 97.9 | 97.9 | 680 | 6.9459
2012 | 2 | 2 | 23 | 26.4 | 26.4 | 188 | 7.1212
2012 | 2 | 2 | 24 | 40.6 | 40.6 | 294 | 7.2414
2012 | 2 | 3 | 1 | 51 | 51 | 369 | 7.2353
2012 | 2 | 3 | 2 | 61.4 | 61.4 | 442 | 7.1987
2012 | 2 | 3 | 3 | 60.9 | 60.9 | 438 | 7.1921
2012 | 2 | 3 | 4 | 58.8 | 58.8 | 427 | 7.2619
2012 | 2 | 3 | 5 | 55.6 | 55.6 | 398 | 7.1583
2012 | 2 | 3 | 6 | 79.1 | 79.1 | 564 | 7.1302
2012 | 2 | 3 | 7 | 117.3 | 117.3 | 811 | 6.9139
2012 | 2 | 3 | 8 | 128 | 128 | 876 | 6.8438
2012 | 2 | 3 | 9 | 131.4 | 131.4 | 899 | 6.8417
2012 | 2 | 3 | 10 | 128.7 | 128.7 | 885 | 6.8765
2012 | 2 | 3 | 11 | 95.1 | 95.1 | 662 | 6.9611
2012 | 2 | 3 | 12 | 82 | 82 | 579 | 7.061
2012 | 2 | 3 | 13 | 91.9 | 91.9 | 650 | 7.0729
2012 | 2 | 3 | 14 | 89.3 | 89.3 | 631 | 7.0661
2012 | 2 | 3 | 15 | 68.8 | 68.8 | 487 | 7.0785
2012 | 2 | 3 | 16 | 60.6 | 60.6 | 434 | 7.1617
2012 | 2 | 3 | 17 | 63.1 | 63.1 | 454 | 7.1949
2012 | 2 | 3 | 18 | 83.9 | 83.9 | 598 | 7.1275
2012 | 2 | 3 | 19 | 82.2 | 82.2 | 581 | 7.0681
2012 | 2 | 3 | 20 | 93 | 93 | 660 | 7.0968
2012 | 2 | 3 | 21 | 94.5 | 94.5 | 668 | 7.0688
2012 | 2 | 3 | 22 | 85.9 | 85.9 | 611 | 7.1129
2012 | 2 | 3 | 23 | 62.7 | 62.7 | 451 | 7.193
2012 | 2 | 3 | 24 | 68.2 | 68.2 | 494 | 7.2434
2012 | 2 | 4 | 1 | 49.5 | 49.5 | 357 | 7.2121
2012 | 2 | 4 | 2 | 33 | 33 | 239 | 7.2424
2012 | 2 | 4 | 3 | 35.9 | 35.9 | 262 | 7.2981
2012 | 2 | 4 | 4 | 56.1 | 56.1 | 405 | 7.2193
2012 | 2 | 4 | 5 | 57.1 | 57.1 | 413 | 7.2329
2012 | 2 | 4 | 6 | 46.6 | 46.6 | 336 | 7.2103
2012 | 2 | 4 | 7 | 75.9 | 75.9 | 543 | 7.1542
2012 | 2 | 4 | 8 | 97.7 | 97.7 | 689 | 7.0522
2012 | 2 | 4 | 9 | 117.7 | 117.7 | 821 | 6.9754
2012 | 2 | 4 | 10 | 99.3 | 99.3 | 701 | 7.0594
2012 | 2 | 4 | 11 | 91.1 | 91.1 | 645 | 7.0801
2012 | 2 | 4 | 12 | 70.2 | 70.2 | 504 | 7.1795
2012 | 2 | 4 | 13 | 62 | 62 | 448 | 7.2258
2012 | 2 | 4 | 14 | 72.3 | 72.3 | 522 | 7.2199
2012 | 2 | 4 | 15 | 74.9 | 74.9 | 538 | 7.1829
2012 | 2 | 4 | 16 | 54.7 | 54.7 | 393 | 7.1846
2012 | 2 | 4 | 17 | 45.1 | 45.1 | 328 | 7.2727
2012 | 2 | 4 | 18 | 63.3 | 63.3 | 453 | 7.1564
2012 | 2 | 4 | 19 | 67.2 | 67.2 | 480 | 7.1429
2012 | 2 | 4 | 20 | 83.7 | 83.7 | 598 | 7.1446
2012 | 2 | 4 | 21 | 110.6 | 110.6 | 775 | 7.0072
2012 | 2 | 4 | 22 | 87.5 | 87.5 | 618 | 7.0629
2012 | 2 | 4 | 23 | 43.5 | 43.5 | 312 | 7.1724
2012 | 2 | 4 | 24 | 37 | 37 | 266 | 7.1892
2012 | 2 | 5 | 1 | 16.2 | 16.2 | 114 | 7.037
2012 | 2 | 5 | 2 | 32.9 | 32.9 | 237 | 7.2036
2012 | 2 | 5 | 3 | 44.2 | 44.2 | 322 | 7.2851
2012 | 2 | 5 | 4 | 39.5 | 39.5 | 287 | 7.2658
2012 | 2 | 5 | 5 | 18.3 | 18.3 | 128 | 6.9945
2012 | 2 | 5 | 6 | 40.3 | 40.3 | 290 | 7.196
2012 | 2 | 5 | 7 | 93.2 | 93.2 | 665 | 7.1352
2012 | 2 | 5 | 9 | 88.4 | 88.4 | 628 | 7.1041
2012 | 2 | 5 | 10 | 90.6 | 90.6 | 645 | 7.1192
2012 | 2 | 5 | 11 | 87.4 | 87.4 | 622 | 7.1167
2012 | 2 | 5 | 12 | 80.1 | 80.1 | 576 | 7.191
2012 | 2 | 5 | 13 | 72.9 | 72.9 | 525 | 7.2016
2012 | 2 | 5 | 14 | 60.6 | 60.6 | 432 | 7.1287
2012 | 2 | 5 | 15 | 56.3 | 56.3 | 404 | 7.1758
2012 | 2 | 5 | 16 | 51 | 51 | 363 | 7.1176
2012 | 2 | 5 | 17 | 62.9 | 62.9 | 454 | 7.2178
2012 | 2 | 5 | 18 | 63.4 | 63.4 | 453 | 7.1451
2012 | 2 | 5 | 19 | 64.5 | 64.5 | 464 | 7.1938
2012 | 2 | 5 | 20 | 106.8 | 106.8 | 751 | 7.0318
2012 | 2 | 5 | 21 | 97.3 | 97.3 | 686 | 7.0504
2012 | 2 | 5 | 22 | 83.3 | 83.3 | 591 | 7.0948
2012 | 2 | 5 | 23 | 59.8 | 59.8 | 423 | 7.0736
2012 | 2 | 5 | 24 | 36.6 | 36.6 | 259 | 7.0765
2012 | 2 | 6 | 1 | 30.4 | 30.4 | 216 | 7.1053
2012 | 2 | 6 | 2 | 47.9 | 47.9 | 344 | 7.1816
2012 | 2 | 6 | 3 | 70.7 | 70.7 | 502 | 7.1004
2012 | 2 | 6 | 4 | 85.3 | 85.3 | 600 | 7.034
2012 | 2 | 6 | 5 | 72.8 | 72.8 | 519 | 7.1291
2012 | 2 | 6 | 6 | 72.4 | 72.4 | 516 | 7.1271
2012 | 2 | 6 | 7 | 131.5 | 131.5 | 890 | 6.7681
2012 | 2 | 6 | 8 | 171.8 | 171.8 | 1114 | 6.4843
2012 | 2 | 6 | 9 | 156.7 | 156.7 | 1035 | 6.605
2012 | 2 | 6 | 10 | 110.9 | 110.9 | 766 | 6.9071
2012 | 2 | 6 | 11 | 87.6 | 87.6 | 611 | 6.9749
2012 | 2 | 6 | 12 | 74 | 74 | 524 | 7.0811
2012 | 2 | 6 | 13 | 105.4 | 105.4 | 742 | 7.0398
2012 | 2 | 6 | 14 | 132 | 132 | 911 | 6.9015
2012 | 2 | 6 | 15 | 102.8 | 102.8 | 717 | 6.9747
2012 | 2 | 6 | 16 | 75.4 | 75.4 | 533 | 7.069
2012 | 2 | 6 | 17 | 60.8 | 60.8 | 436 | 7.1711
2012 | 2 | 6 | 18 | 76.1 | 76.1 | 543 | 7.1353
2012 | 2 | 6 | 19 | 56.1 | 56.1 | 397 | 7.0766
2012 | 2 | 6 | 20 | 66.1 | 66.1 | 472 | 7.1407
2012 | 2 | 6 | 21 | 95.7 | 95.7 | 676 | 7.0637
2012 | 2 | 6 | 22 | 103 | 103 | 726 | 7.0485
2012 | 2 | 6 | 23 | 65.5 | 65.5 | 457 | 6.9771
2012 | 2 | 6 | 24 | 60.7 | 60.7 | 434 | 7.1499
2012 | 2 | 7 | 1 | 53 | 53 | 375 | 7.0755
2012 | 2 | 7 | 2 | 52.8 | 52.8 | 385 | 7.2917
2012 | 2 | 7 | 3 | 76.3 | 76.3 | 551 | 7.2215
2012 | 2 | 7 | 4 | 85.2 | 85.2 | 605 | 7.1009
2012 | 2 | 7 | 5 | 46.6 | 46.6 | 340 | 7.2961
2012 | 2 | 7 | 6 | 100.9 | 100.9 | 717 | 7.106
2012 | 2 | 7 | 7 | 163.8 | 163.8 | 1079 | 6.5873
2012 | 2 | 7 | 8 | 150.5 | 150.5 | 993 | 6.598
2012 | 2 | 7 | 9 | 137 | 137 | 926 | 6.7591
2012 | 2 | 7 | 10 | 148.2 | 148.2 | 998 | 6.7341
2012 | 2 | 7 | 11 | 125.1 | 125.1 | 861 | 6.8825
2012 | 2 | 7 | 12 | 105.9 | 105.9 | 738 | 6.9688
2012 | 2 | 7 | 13 | 105.9 | 105.9 | 740 | 6.9877
2012 | 2 | 7 | 14 | 116.1 | 116.1 | 810 | 6.9767
2012 | 2 | 7 | 15 | 126.3 | 126.3 | 935 | 7.403
2012 | 2 | 7 | 16 | 132.6 | 132.6 | 910 | 6.8627
2012 | 2 | 7 | 17 | 111.8 | 111.8 | 776 | 6.941
2012 | 2 | 7 | 18 | 120.2 | 120.2 | 834 | 6.9384
2012 | 2 | 7 | 19 | 127.7 | 127.7 | 877 | 6.8677
2012 | 2 | 7 | 20 | 129 | 129 | 886 | 6.8682
2012 | 2 | 7 | 21 | 125.7 | 125.7 | 869 | 6.9133
2012 | 2 | 7 | 22 | 112.6 | 112.6 | 783 | 6.9538
2012 | 2 | 7 | 23 | 81.9 | 81.9 | 576 | 7.033
2012 | 2 | 7 | 24 | 63.3 | 63.3 | 454 | 7.1722
2012 | 2 | 8 | 1 | 65.8 | 65.8 | 476 | 7.234
2012 | 2 | 8 | 2 | 54 | 54 | 388 | 7.1852
2012 | 2 | 8 | 3 | 57.8 | 57.8 | 418 | 7.2318
2012 | 2 | 8 | 4 | 91.4 | 91.4 | 654 | 7.1554
2012 | 2 | 8 | 5 | 99.4 | 99.4 | 702 | 7.0624
2012 | 2 | 8 | 6 | 105.6 | 105.6 | 738 | 6.9886
2012 | 2 | 8 | 7 | 118.1 | 118.1 | 814 | 6.8925
2012 | 2 | 8 | 8 | 128.2 | 128.2 | 876 | 6.8331
2012 | 2 | 8 | 9 | 130.9 | 130.9 | 895 | 6.8373
2012 | 2 | 8 | 10 | 132.3 | 132.3 | 906 | 6.8481
2012 | 2 | 8 | 11 | 128.9 | 128.9 | 882 | 6.8425
2012 | 2 | 8 | 12 | 110.3 | 110.3 | 763 | 6.9175
2012 | 2 | 8 | 13 | 108.4 | 108.4 | 753 | 6.9465
2012 | 2 | 8 | 14 | 110.7 | 110.7 | 771 | 6.9648
2012 | 2 | 8 | 15 | 110.3 | 110.3 | 769 | 6.9719
2012 | 2 | 8 | 16 | 106.6 | 106.6 | 744 | 6.9794
2012 | 2 | 8 | 17 | 98.1 | 98.1 | 686 | 6.9929
2012 | 2 | 8 | 18 | 80.8 | 80.8 | 567 | 7.0173
2012 | 2 | 8 | 19 | 104.2 | 104.2 | 727 | 6.977
2012 | 2 | 8 | 20 | 90.2 | 90.2 | 634 | 7.0288
2012 | 2 | 8 | 21 | 127.5 | 127.5 | 884 | 6.9333
2012 | 2 | 8 | 22 | 116.1 | 116.1 | 808 | 6.9595
2012 | 2 | 8 | 23 | 76.2 | 76.2 | 536 | 7.0341
2012 | 2 | 8 | 24 | 45.2 | 45.2 | 326 | 7.2124
2012 | 2 | 9 | 1 | 20.8 | 20.8 | 149 | 7.1635
2012 | 2 | 9 | 2 | 26.1 | 26.1 | 188 | 7.2031
2012 | 2 | 9 | 3 | 35.1 | 35.1 | 254 | 7.2365
2012 | 2 | 9 | 4 | 45.1 | 45.1 | 325 | 7.2062
2012 | 2 | 9 | 5 | 29.8 | 29.8 | 212 | 7.1141
2012 | 2 | 9 | 6 | 68.6 | 68.6 | 492 | 7.172
2012 | 2 | 9 | 7 | 118 | 118 | 801 | 6.7881
2012 | 2 | 9 | 8 | 128.6 | 128.6 | 877 | 6.8196
2012 | 2 | 9 | 9 | 129.3 | 129.3 | 886 | 6.8523
2012 | 2 | 9 | 10 | 146 | 146 | 985 | 6.7466
2012 | 2 | 9 | 11 | 149.2 | 149.2 | 994 | 6.6622
2012 | 2 | 9 | 12 | 129.6 | 129.6 | 886 | 6.8364
2012 | 2 | 9 | 13 | 127.1 | 127.1 | 873 | 6.8686
2012 | 2 | 9 | 14 | 119 | 119 | 823 | 6.916
2012 | 2 | 9 | 15 | 109.8 | 109.8 | 763 | 6.949
2012 | 2 | 9 | 16 | 92.6 | 92.6 | 648 | 6.9978
2012 | 2 | 9 | 17 | 96.2 | 96.2 | 676 | 7.027
2012 | 2 | 9 | 18 | 99.9 | 99.9 | 699 | 6.997
2012 | 2 | 9 | 19 | 116.5 | 116.5 | 809 | 6.9442
2012 | 2 | 9 | 20 | 127.8 | 127.8 | 882 | 6.9014
2012 | 2 | 9 | 21 | 125.8 | 125.8 | 870 | 6.9157
2012 | 2 | 9 | 22 | 121.7 | 121.7 | 840 | 6.9022
2012 | 2 | 9 | 23 | 66 | 66 | 469 | 7.1061
2012 | 2 | 9 | 24 | 64.7 | 64.7 | 472 | 7.2952
2012 | 2 | 10 | 1 | 37.1 | 37.1 | 267 | 7.1968
2012 | 2 | 10 | 2 | 52.6 | 52.6 | 386 | 7.3384
2012 | 2 | 10 | 3 | 65.8 | 65.8 | 476 | 7.234
2012 | 2 | 10 | 4 | 58 | 58 | 422 | 7.2759
2012 | 2 | 10 | 5 | 69.2 | 69.2 | 502 | 7.2543
2012 | 2 | 10 | 6 | 64.4 | 64.4 | 465 | 7.2205
2012 | 2 | 10 | 7 | 116.5 | 116.5 | 812 | 6.97
2012 | 2 | 10 | 8 | 127.2 | 127.2 | 875 | 6.8789
2012 | 2 | 10 | 9 | 139.5 | 139.5 | 952 | 6.8244
2012 | 2 | 10 | 10 | 143.4 | 143.4 | 972 | 6.7782
2012 | 2 | 10 | 11 | 123.7 | 123.7 | 852 | 6.8876
2012 | 2 | 10 | 12 | 123.2 | 123.2 | 850 | 6.8994
2012 | 2 | 10 | 13 | 126 | 126 | 871 | 6.9127
2012 | 2 | 10 | 14 | 131.5 | 131.5 | 901 | 6.8517
2012 | 2 | 10 | 15 | 131.2 | 131.2 | 900 | 6.8598
2012 | 2 | 10 | 16 | 127.7 | 127.7 | 879 | 6.8833
2012 | 2 | 10 | 17 | 122.5 | 122.5 | 845 | 6.898
2012 | 2 | 10 | 18 | 110.6 | 110.6 | 769 | 6.953
2012 | 2 | 10 | 19 | 95.4 | 95.4 | 663 | 6.9497
2012 | 2 | 10 | 20 | 97.4 | 97.4 | 683 | 7.0123
2012 | 2 | 10 | 21 | 102.7 | 102.7 | 719 | 7.001
2012 | 2 | 10 | 22 | 107.7 | 107.7 | 755 | 7.0102
2012 | 2 | 10 | 23 | 101.7 | 101.7 | 715 | 7.0305
2012 | 2 | 10 | 24 | 82 | 82 | 583 | 7.1098
2012 | 2 | 11 | 1 | 54.1 | 54.1 | 387 | 7.1534
2012 | 2 | 11 | 2 | 35.8 | 35.8 | 259 | 7.2346
2012 | 2 | 11 | 3 | 34.1 | 34.1 | 248 | 7.2727
2012 | 2 | 11 | 4 | 38.2 | 38.2 | 276 | 7.2251
2012 | 2 | 11 | 5 | 51.1 | 51.1 | 368 | 7.2016
2012 | 2 | 11 | 6 | 53.9 | 53.9 | 389 | 7.2171
2012 | 2 | 11 | 7 | 63.6 | 63.6 | 458 | 7.2013
2012 | 2 | 11 | 8 | 75.5 | 75.5 | 542 | 7.1788
2012 | 2 | 11 | 9 | 92.8 | 92.8 | 660 | 7.1121
2012 | 2 | 11 | 10 | 96.6 | 96.6 | 683 | 7.0704
2012 | 2 | 11 | 11 | 83.7 | 83.7 | 597 | 7.1326
2012 | 2 | 11 | 12 | 87.6 | 87.6 | 628 | 7.1689
2012 | 2 | 11 | 13 | 81.7 | 81.7 | 584 | 7.1481
2012 | 2 | 11 | 14 | 85.2 | 85.2 | 606 | 7.1127
2012 | 2 | 11 | 15 | 72.8 | 72.8 | 520 | 7.1429
2012 | 2 | 11 | 16 | 91.3 | 91.3 | 650 | 7.1194
2012 | 2 | 11 | 17 | 80.4 | 80.4 | 574 | 7.1393
2012 | 2 | 11 | 18 | 76.4 | 76.4 | 542 | 7.0942
2012 | 2 | 11 | 19 | 62.9 | 62.9 | 445 | 7.0747
2012 | 2 | 11 | 20 | 83.4 | 83.4 | 596 | 7.1463
2012 | 2 | 11 | 21 | 108.6 | 108.6 | 763 | 7.0258
2012 | 2 | 11 | 22 | 114.3 | 114.3 | 793 | 6.9379
2012 | 2 | 11 | 23 | 81.7 | 81.7 | 580 | 7.0991
2012 | 2 | 11 | 24 | 64.5 | 64.5 | 467 | 7.2403
2012 | 2 | 12 | 1 | 78.7 | 78.7 | 565 | 7.1792
2012 | 2 | 12 | 2 | 68 | 68 | 488 | 7.1765
2012 | 2 | 12 | 3 | 80.4 | 80.4 | 576 | 7.1642
2012 | 2 | 12 | 4 | 78.2 | 78.2 | 562 | 7.1867
2012 | 2 | 12 | 5 | 51.7 | 51.7 | 369 | 7.1373
2012 | 2 | 12 | 6 | 38 | 38 | 272 | 7.1579
2012 | 2 | 12 | 7 | 50.6 | 50.6 | 362 | 7.1542
2012 | 2 | 12 | 8 | 68.2 | 68.2 | 486 | 7.1261
2012 | 2 | 12 | 9 | 82 | 82 | 579 | 7.061
2012 | 2 | 12 | 10 | 78.7 | 78.7 | 555 | 7.0521
2012 | 2 | 12 | 11 | 82.4 | 82.4 | 588 | 7.1359
2012 | 2 | 12 | 12 | 97.5 | 97.5 | 691 | 7.0872
2012 | 2 | 12 | 13 | 74.1 | 74.1 | 526 | 7.0985
2012 | 2 | 12 | 14 | 62.7 | 62.7 | 440 | 7.0175
2012 | 2 | 12 | 15 | 50.7 | 50.7 | 360 | 7.1006
2012 | 2 | 12 | 16 | 55.2 | 55.2 | 397 | 7.192
2012 | 2 | 12 | 17 | 71 | 71 | 509 | 7.169
2012 | 2 | 12 | 18 | 89.3 | 89.3 | 626 | 7.0101
2012 | 2 | 12 | 19 | 88.6 | 88.6 | 624 | 7.0429
2012 | 2 | 12 | 20 | 101.4 | 101.4 | 714 | 7.0414
2012 | 2 | 12 | 21 | 103.9 | 103.9 | 731 | 7.0356
2012 | 2 | 12 | 22 | 94.4 | 94.4 | 662 | 7.0127
2012 | 2 | 12 | 23 | 69.8 | 69.8 | 498 | 7.1347
2012 | 2 | 12 | 24 | 66.7 | 66.7 | 479 | 7.1814
2012 | 2 | 13 | 1 | 53.5 | 53.5 | 383 | 7.1589
2012 | 2 | 13 | 2 | 49.5 | 49.5 | 358 | 7.2323
2012 | 2 | 13 | 3 | 71 | 71 | 511 | 7.1972
2012 | 2 | 13 | 4 | 82.9 | 82.9 | 592 | 7.1411
2012 | 2 | 13 | 5 | 94.2 | 94.2 | 670 | 7.1125
2012 | 2 | 13 | 6 | 81 | 81 | 576 | 7.1111
2012 | 2 | 13 | 7 | 118.4 | 118.4 | 823 | 6.951
2012 | 2 | 13 | 8 | 114.3 | 114.3 | 790 | 6.9116
2012 | 2 | 13 | 9 | 127.1 | 127.1 | 875 | 6.8843
2012 | 2 | 13 | 10 | 138.3 | 138.3 | 943 | 6.8185
2012 | 2 | 13 | 11 | 153.3 | 153.3 | 1027 | 6.6993
2012 | 2 | 13 | 12 | 148.6 | 148.6 | 1002 | 6.7429
2012 | 2 | 13 | 13 | 145.4 | 145.4 | 978 | 6.7263
2012 | 2 | 13 | 14 | 126.8 | 126.8 | 868 | 6.8454
2012 | 2 | 13 | 15 | 109.9 | 109.9 | 762 | 6.9336
2012 | 2 | 13 | 16 | 116.2 | 116.2 | 809 | 6.9621
2012 | 2 | 13 | 17 | 122.7 | 122.7 | 891 | 7.2616
2012 | 2 | 13 | 18 | 115.8 | 115.8 | 804 | 6.943
2012 | 2 | 13 | 19 | 97.2 | 97.2 | 677 | 6.965
2012 | 2 | 13 | 20 | 104.1 | 104.1 | 733 | 7.0413
2012 | 2 | 13 | 21 | 123.2 | 123.2 | 853 | 6.9237
2012 | 2 | 13 | 22 | 130.6 | 130.6 | 897 | 6.8683
2012 | 2 | 13 | 23 | 107 | 107 | 748 | 6.9907
2012 | 2 | 13 | 24 | 105.8 | 105.8 | 744 | 7.0321
2012 | 2 | 14 | 1 | 62.6 | 62.6 | 444 | 7.0927
2012 | 2 | 14 | 2 | 36.5 | 36.5 | 263 | 7.2055
2012 | 2 | 14 | 3 | 18.6 | 18.6 | 131 | 7.043
2012 | 2 | 14 | 4 | 38.3 | 38.3 | 276 | 7.2063
2012 | 2 | 14 | 5 | 53.7 | 53.7 | 388 | 7.2253
2012 | 2 | 14 | 6 | 68.7 | 68.7 | 489 | 7.1179
2012 | 2 | 14 | 7 | 124 | 124 | 860 | 6.9355
2012 | 2 | 14 | 8 | 123.9 | 123.9 | 854 | 6.8927
2012 | 2 | 14 | 9 | 105.6 | 105.6 | 736 | 6.9697
2012 | 2 | 14 | 10 | 102.1 | 102.1 | 718 | 7.0323
2012 | 2 | 14 | 11 | 108.4 | 108.4 | 753 | 6.9465
2012 | 2 | 14 | 12 | 83.8 | 83.8 | 591 | 7.0525
2012 | 2 | 14 | 13 | 96 | 96 | 677 | 7.0521
2012 | 2 | 14 | 14 | 96 | 96 | 678 | 7.0625
2012 | 2 | 14 | 15 | 105.3 | 105.3 | 740 | 7.0275
2012 | 2 | 14 | 16 | 72.1 | 72.1 | 509 | 7.0596
2012 | 2 | 14 | 17 | 67.6 | 67.6 | 482 | 7.1302
2012 | 2 | 14 | 18 | 82 | 82 | 580 | 7.0732
2012 | 2 | 14 | 19 | 86.9 | 86.9 | 614 | 7.0656
2012 | 2 | 14 | 20 | 136.9 | 136.9 | 934 | 6.8225
2012 | 2 | 14 | 21 | 143.9 | 143.9 | 972 | 6.7547
2012 | 2 | 14 | 22 | 138.2 | 138.2 | 939 | 6.7945
2012 | 2 | 14 | 23 | 116.2 | 116.2 | 808 | 6.9535
2012 | 2 | 14 | 24 | 129.8 | 129.8 | 885 | 6.8182
2012 | 2 | 15 | 1 | 58.5 | 58.5 | 412 | 7.0427
2012 | 2 | 15 | 2 | 41.6 | 41.6 | 303 | 7.2837
2012 | 2 | 15 | 3 | 69.5 | 69.5 | 501 | 7.2086
2012 | 2 | 15 | 4 | 43.1 | 43.1 | 302 | 7.007
2012 | 2 | 15 | 5 | 54.3 | 54.3 | 393 | 7.2376
2012 | 2 | 15 | 6 | 79.7 | 79.7 | 566 | 7.1016
2012 | 2 | 15 | 7 | 121.4 | 121.4 | 837 | 6.8946
2012 | 2 | 15 | 8 | 109.1 | 109.1 | 756 | 6.9294
2012 | 2 | 15 | 9 | 119.7 | 119.7 | 832 | 6.9507
2012 | 2 | 15 | 10 | 147.8 | 147.8 | 1000 | 6.7659
2012 | 2 | 15 | 11 | 135.1 | 135.1 | 919 | 6.8024
2012 | 2 | 15 | 12 | 134.6 | 134.6 | 917 | 6.8128
2012 | 2 | 15 | 13 | 132.5 | 132.5 | 912 | 6.883
2012 | 2 | 15 | 14 | 123.3 | 123.3 | 851 | 6.9019
2012 | 2 | 15 | 15 | 91 | 91 | 639 | 7.022
2012 | 2 | 15 | 16 | 71.81 | 71.81 | 514 | 7.1578
2012 | 2 | 15 | 17 | 70.6 | 70.6 | 504 | 7.1388
2012 | 2 | 15 | 18 | 76.7 | 76.7 | 546 | 7.1186
2012 | 2 | 15 | 19 | 105.1 | 105.1 | 736 | 7.0029
2012 | 2 | 15 | 20 | 124.4 | 124.4 | 860 | 6.9132
2012 | 2 | 15 | 21 | 133.3 | 133.3 | 914 | 6.8567
2012 | 2 | 15 | 22 | 145.3 | 145.3 | 983 | 6.7653
2012 | 2 | 15 | 23 | 117.7 | 117.7 | 818 | 6.9499
2012 | 2 | 15 | 24 | 108.9 | 108.9 | 764 | 7.0156
2012 | 2 | 16 | 1 | 82.9 | 82.9 | 585 | 7.0567
2012 | 2 | 16 | 2 | 42.9 | 42.9 | 303 | 7.0629
2012 | 2 | 16 | 3 | 19.8 | 19.8 | 140 | 7.0707
2012 | 2 | 16 | 4 | 36.4 | 36.4 | 261 | 7.1703
2012 | 2 | 16 | 5 | 81.8 | 81.8 | 586 | 7.1638
2012 | 2 | 16 | 6 | 107.8 | 107.8 | 752 | 6.9759
2012 | 2 | 16 | 7 | 130.4 | 130.4 | 889 | 6.8175
2012 | 2 | 16 | 8 | 128.8 | 128.8 | 882 | 6.8478
2012 | 2 | 16 | 9 | 127.4 | 127.4 | 876 | 6.876
2012 | 2 | 16 | 10 | 136.9 | 136.9 | 934 | 6.8225
2012 | 2 | 16 | 11 | 140.1 | 140.1 | 950 | 6.7809
2012 | 2 | 16 | 12 | 132.1 | 132.1 | 905 | 6.8509
2012 | 2 | 16 | 13 | 137.7 | 137.7 | 938 | 6.8119
2012 | 2 | 16 | 14 | 119.7 | 119.7 | 829 | 6.9256
2012 | 2 | 16 | 15 | 87.3 | 87.3 | 616 | 7.0561
2012 | 2 | 16 | 16 | 97.7 | 97.7 | 690 | 7.0624
2012 | 2 | 16 | 17 | 93.3 | 93.3 | 661 | 7.0847
2012 | 2 | 16 | 18 | 108.5 | 108.5 | 762 | 7.023
2012 | 2 | 16 | 19 | 100.2 | 100.2 | 702 | 7.006
2012 | 2 | 16 | 20 | 102.9 | 102.9 | 720 | 6.9971
2012 | 2 | 16 | 21 | 110.2 | 110.2 | 768 | 6.9691
2012 | 2 | 16 | 22 | 127 | 127 | 880 | 6.9291
2012 | 2 | 16 | 23 | 103.1 | 103.1 | 727 | 7.0514
2012 | 2 | 16 | 24 | 65.2 | 65.2 | 459 | 7.0399
2012 | 2 | 17 | 1 | 64.9 | 64.9 | 463 | 7.1341
2012 | 2 | 17 | 2 | 26.8 | 26.8 | 189 | 7.0522
2012 | 2 | 17 | 3 | 60.5 | 60.5 | 438 | 7.2397
2012 | 2 | 17 | 4 | 88.3 | 88.3 | 632 | 7.1574
2012 | 2 | 17 | 5 | 87.6 | 87.6 | 620 | 7.0776
2012 | 2 | 17 | 6 | 66.6 | 66.6 | 474 | 7.1171
2012 | 2 | 17 | 7 | 115.9 | 115.9 | 803 | 6.9284
2012 | 2 | 17 | 8 | 119 | 119 | 815 | 6.8487
2012 | 2 | 17 | 9 | 119.4 | 119.4 | 827 | 6.9263
2012 | 2 | 17 | 10 | 129 | 129 | 891 | 6.907
2012 | 2 | 17 | 11 | 126.8 | 126.8 | 854 | 6.735
2012 | 2 | 17 | 12 | 93.7 | 93.7 | 651 | 6.9477
2012 | 2 | 17 | 13 | 93.4 | 93.4 | 658 | 7.045
2012 | 2 | 17 | 14 | 127.7 | 127.7 | 887 | 6.946
2012 | 2 | 17 | 15 | 131.5 | 131.5 | 902 | 6.8593
2012 | 2 | 17 | 16 | 102 | 102 | 710 | 6.9608
2012 | 2 | 17 | 17 | 91 | 91 | 641 | 7.044
2012 | 2 | 17 | 18 | 110.5 | 110.5 | 773 | 6.9955
2012 | 2 | 17 | 19 | 121.1 | 121.1 | 839 | 6.9282
2012 | 2 | 17 | 20 | 126.7 | 126.7 | 874 | 6.8982
2012 | 2 | 17 | 21 | 123.7 | 123.7 | 859 | 6.9442
2012 | 2 | 17 | 22 | 107.9 | 107.9 | 760 | 7.0436
2012 | 2 | 17 | 23 | 78.6 | 46.4 | 329 | 7.0905
2012 | 2 | 17 | 24 | 82.3 | 26.9 | 191 | 7.1004
2012 | 2 | 18 | 1 | 62.3 | 59.9 | 435 | 7.2621
2012 | 2 | 18 | 2 | 59.2 | 59.2 | 431 | 7.2804
2012 | 2 | 18 | 3 | 76 | 76 | 551 | 7.25
2012 | 2 | 18 | 4 | 46.7 | 46.7 | 340 | 7.2805
2012 | 2 | 18 | 5 | 42.2 | 42.2 | 308 | 7.2986
2012 | 2 | 18 | 6 | 77.4 | 77.4 | 561 | 7.2481
2012 | 2 | 18 | 7 | 92.8 | 92.8 | 661 | 7.1228
2012 | 2 | 18 | 8 | 108.5 | 108.5 | 762 | 7.023
2012 | 2 | 18 | 9 | 98.3 | 98.3 | 695 | 7.0702
2012 | 2 | 18 | 10 | 103.2 | 103.2 | 731 | 7.0833
2012 | 2 | 18 | 11 | 85.8 | 85.8 | 604 | 7.0396
2012 | 2 | 18 | 12 | 71.9 | 71.9 | 515 | 7.1627
2012 | 2 | 18 | 13 | 77.8 | 77.8 | 560 | 7.1979
2012 | 2 | 18 | 14 | 88.6 | 88.6 | 633 | 7.1445
2012 | 2 | 18 | 15 | 82.8 | 82.8 | 594 | 7.1739
2012 | 2 | 18 | 16 | 77.6 | 77.6 | 555 | 7.1521
2012 | 2 | 18 | 17 | 56.3 | 56.3 | 404 | 7.1758
2012 | 2 | 18 | 18 | 47.3 | 47.3 | 341 | 7.2093
2012 | 2 | 18 | 19 | 42.7 | 42.7 | 308 | 7.2131
2012 | 2 | 18 | 20 | 79.8 | 79.8 | 572 | 7.1679
2012 | 2 | 18 | 21 | 109.1 | 109.1 | 767 | 7.0302
2012 | 2 | 18 | 22 | 80 | 80 | 570 | 7.125
2012 | 2 | 18 | 23 | 39 | 39 | 270 | 6.9231
2012 | 2 | 18 | 24 | 54.4 | 54.4 | 395 | 7.261
2012 | 2 | 19 | 1 | 29.6 | 29.6 | 213 | 7.1959
2012 | 2 | 19 | 2 | 49.6 | 49.6 | 363 | 7.3185
2012 | 2 | 19 | 3 | 39 | 39 | 284 | 7.2821
2012 | 2 | 19 | 4 | 41.6 | 41.6 | 300 | 7.2115
2012 | 2 | 19 | 5 | 45.4 | 45.4 | 328 | 7.2247
2012 | 2 | 19 | 6 | 35.5 | 35.5 | 254 | 7.1549
2012 | 2 | 19 | 7 | 23.5 | 23.5 | 167 | 7.1064
2012 | 2 | 19 | 8 | 86.6 | 86.6 | 618 | 7.1363
2012 | 2 | 19 | 9 | 65.5 | 65.5 | 461 | 7.0382
2012 | 2 | 19 | 10 | 52.9 | 52.9 | 372 | 7.0321
2012 | 2 | 19 | 11 | 31.8 | 31.8 | 228 | 7.1698
2012 | 2 | 19 | 12 | 73.3 | 73.3 | 523 | 7.1351
2012 | 2 | 19 | 13 | 52.2 | 52.2 | 371 | 7.1073
2012 | 2 | 19 | 14 | 40.6 | 40.6 | 294 | 7.2414
2012 | 2 | 19 | 15 | 58.1 | 58.1 | 424 | 7.2978
2012 | 2 | 19 | 16 | 61.8 | 61.8 | 444 | 7.1845
2012 | 2 | 19 | 17 | 45.8 | 45.8 | 331 | 7.2271
2012 | 2 | 19 | 18 | 75.4 | 75.4 | 541 | 7.1751
2012 | 2 | 19 | 19 | 78.5 | 78.5 | 555 | 7.0701
2012 | 2 | 19 | 20 | 106.9 | 106.9 | 750 | 7.0159
2012 | 2 | 19 | 21 | 136.7 | 136.7 | 938 | 6.8617
2012 | 2 | 19 | 22 | 121.2 | 121.2 | 838 | 6.9142
2012 | 2 | 19 | 23 | 98.6 | 98.6 | 534 | 5.4158
2012 | 2 | 19 | 24 | 50.8 | 50.8 | 369 | 7.2638
2012 | 2 | 20 | 1 | 36.6 | 36.6 | 267 | 7.2951
2012 | 2 | 20 | 2 | 33.2 | 33.2 | 239 | 7.1988
2012 | 2 | 20 | 3 | 55.8 | 55.8 | 404 | 7.2401
2012 | 2 | 20 | 4 | 53.2 | 53.2 | 386 | 7.2556
2012 | 2 | 20 | 5 | 84.5 | 84.5 | 608 | 7.1953
2012 | 2 | 20 | 6 | 97 | 97 | 689 | 7.1031
2012 | 2 | 20 | 7 | 94.9 | 94.9 | 670 | 7.0601
2012 | 2 | 20 | 8 | 127.7 | 127.7 | 880 | 6.8912
2012 | 2 | 20 | 9 | 131.3 | 131.3 | 898 | 6.8393
2012 | 2 | 20 | 10 | 154.7 | 154.7 | 1036 | 6.6968
2012 | 2 | 20 | 11 | 161.6 | 161.6 | 1066 | 6.5965
2012 | 2 | 20 | 12 | 135.8 | 135.8 | 917 | 6.7526
2012 | 2 | 20 | 13 | 137.9 | 137.9 | 937 | 6.7948
2012 | 2 | 20 | 14 | 123.3 | 123.3 | 849 | 6.8856
2012 | 2 | 20 | 15 | 106.7 | 106.7 | 744 | 6.9728
2012 | 2 | 20 | 16 | 110.3 | 110.3 | 770 | 6.981
2012 | 2 | 20 | 17 | 106.6 | 106.6 | 744 | 6.9794
2012 | 2 | 20 | 18 | 97.7 | 97.7 | 686 | 7.0215
2012 | 2 | 20 | 19 | 88.8 | 88.8 | 627 | 7.0608
2012 | 2 | 20 | 20 | 101.7 | 101.7 | 715 | 7.0305
2012 | 2 | 20 | 21 | 142.6 | 142.6 | 973 | 6.8233
2012 | 2 | 20 | 22 | 142.4 | 142.4 | 966 | 6.7837
2012 | 2 | 20 | 23 | 78.8 | 78.8 | 558 | 7.0812
2012 | 2 | 20 | 24 | 66.5 | 62.9 | 456 | 7.2496
2012 | 2 | 21 | 1 | 38.1 | 38.1 | 273 | 7.1654
2012 | 2 | 21 | 2 | 20.4 | 20.4 | 147 | 7.2059
2012 | 2 | 21 | 3 | 56.9 | 56.9 | 414 | 7.2759
2012 | 2 | 21 | 4 | 54.5 | 54.5 | 399 | 7.3211
2012 | 2 | 21 | 5 | 51.4 | 51.4 | 372 | 7.2374
2012 | 2 | 21 | 6 | 25.8 | 25.8 | 186 | 7.2093
2012 | 2 | 21 | 7 | 108.2 | 108.2 | 758 | 7.0055
2012 | 2 | 21 | 8 | 107.4 | 107.4 | 748 | 6.9646
2012 | 2 | 21 | 9 | 130.8 | 130.8 | 903 | 6.9037
2012 | 2 | 21 | 10 | 124.7 | 124.7 | 860 | 6.8966
2012 | 2 | 21 | 11 | 110.8 | 110.8 | 768 | 6.9314
2012 | 2 | 21 | 12 | 97.5 | 97.5 | 684 | 7.0154
2012 | 2 | 21 | 13 | 98.7 | 98.7 | 695 | 7.0415
2012 | 2 | 21 | 14 | 98.5 | 98.5 | 692 | 7.0254
2012 | 2 | 21 | 15 | 88.6 | 88.6 | 623 | 7.0316
2012 | 2 | 21 | 16 | 104.7 | 104.7 | 735 | 7.0201
2012 | 2 | 21 | 17 | 105.3 | 105.3 | 739 | 7.018
2012 | 2 | 21 | 18 | 126.3 | 126.3 | 872 | 6.9042
2012 | 2 | 21 | 19 | 108.8 | 108.8 | 757 | 6.9577
2012 | 2 | 21 | 20 | 105 | 105 | 734 | 6.9905
2012 | 2 | 21 | 21 | 126.3 | 126.3 | 877 | 6.9438
2012 | 2 | 21 | 22 | 124.9 | 124.9 | 864 | 6.9175
2012 | 2 | 21 | 23 | 68 | 68 | 479 | 7.0441
2012 | 2 | 21 | 24 | 35.6 | 35.6 | 261 | 7.3315
2012 | 2 | 22 | 1 | 30.8 | 30.8 | 221 | 7.1753
2012 | 2 | 22 | 2 | 18.1 | 18.1 | 128 | 7.0718
2012 | 2 | 22 | 3 | 34.9 | 34.9 | 254 | 7.2779
2012 | 2 | 22 | 4 | 53 | 53 | 385 | 7.2642
2012 | 2 | 22 | 5 | 54.7 | 54.7 | 393 | 7.1846
2012 | 2 | 22 | 6 | 36.9 | 36.9 | 264 | 7.1545
2012 | 2 | 22 | 7 | 118.4 | 118.4 | 823 | 6.951
2012 | 2 | 22 | 8 | 108.5 | 108.5 | 757 | 6.977
2012 | 2 | 22 | 9 | 119.1 | 119.1 | 826 | 6.9353
2012 | 2 | 22 | 10 | 107.8 | 107.8 | 754 | 6.9944
2012 | 2 | 22 | 11 | 103 | 103 | 723 | 7.0194
2012 | 2 | 22 | 12 | 81.4 | 81.4 | 574 | 7.0516
2012 | 2 | 22 | 13 | 75.6 | 75.6 | 536 | 7.0899
2012 | 2 | 22 | 14 | 78.9 | 78.9 | 556 | 7.0469
2012 | 2 | 22 | 15 | 67.1 | 67.1 | 474 | 7.0641
2012 | 2 | 22 | 16 | 94.4 | 94.4 | 673 | 7.1292
2012 | 2 | 22 | 17 | 96.6 | 96.6 | 683 | 7.0704
2012 | 2 | 22 | 18 | 84 | 84 | 589 | 7.0119
2012 | 2 | 22 | 19 | 85.9 | 85.9 | 607 | 7.0664
2012 | 2 | 22 | 20 | 95.1 | 95.1 | 670 | 7.0452
2012 | 2 | 22 | 21 | 122.3 | 122.3 | 849 | 6.9419
2012 | 2 | 22 | 22 | 87.4 | 87.4 | 609 | 6.968
2012 | 2 | 22 | 23 | 41.4 | 41.4 | 294 | 7.1014
2012 | 2 | 22 | 24 | 37 | 37 | 266 | 7.1892
2012 | 2 | 23 | 1 | 53.8 | 53.8 | 386 | 7.1747
2012 | 2 | 23 | 2 | 15.4 | 15.4 | 110 | 7.1429
2012 | 2 | 23 | 3 | 16.8 | 16.8 | 121 | 7.2024
2012 | 2 | 23 | 4 | 30.9 | 30.9 | 223 | 7.2168
2012 | 2 | 23 | 5 | 36.3 | 36.3 | 261 | 7.1901
2012 | 2 | 23 | 6 | 69.6 | 69.6 | 498 | 7.1552
2012 | 2 | 23 | 7 | 119.5 | 119.5 | 822 | 6.8787
2012 | 2 | 23 | 8 | 92.6 | 92.6 | 643 | 6.9438
2012 | 2 | 23 | 9 | 93.8 | 93.8 | 661 | 7.0469
2012 | 2 | 23 | 10 | 89.1 | 89.1 | 631 | 7.0819
2012 | 2 | 23 | 11 | 69.4 | 69.4 | 485 | 6.9885
2012 | 2 | 23 | 12 | 30.8 | 30.8 | 218 | 7.0779
2012 | 2 | 23 | 13 | 16.1 | 16.1 | 114 | 7.0807
2012 | 2 | 23 | 14 | 24.5 | 24.5 | 175 | 7.1429
2012 | 2 | 23 | 15 | 29.8 | 29.8 | 214 | 7.1812
2012 | 2 | 23 | 16 | 81.9 | 81.9 | 579 | 7.0696
2012 | 2 | 23 | 17 | 71.6 | 71.6 | 509 | 7.1089
2012 | 2 | 23 | 18 | 89.6 | 89.6 | 633 | 7.0647
2012 | 2 | 23 | 19 | 104.3 | 104.3 | 721 | 6.9128
2012 | 2 | 23 | 20 | 109.6 | 109.6 | 762 | 6.9526
2012 | 2 | 23 | 21 | 88.4 | 88.4 | 619 | 7.0023
2012 | 2 | 23 | 22 | 48.3 | 48.3 | 338 | 6.9979
2012 | 2 | 23 | 23 | 31.4 | 31.4 | 228 | 7.2611
2012 | 2 | 23 | 24 | 97.5 | 96.9 | 691 | 7.1311
2012 | 2 | 24 | 1 | 49.4 | 49.4 | 352 | 7.1255
2012 | 2 | 24 | 2 | 23.2 | 23.2 | 168 | 7.2414
2012 | 2 | 24 | 3 | 25.6 | 25.6 | 184 | 7.1875
2012 | 2 | 24 | 4 | 41.7 | 41.7 | 300 | 7.1942
2012 | 2 | 24 | 5 | 47.9 | 47.9 | 345 | 7.2025
2012 | 2 | 24 | 6 | 85.9 | 85.9 | 606 | 7.0547
2012 | 2 | 24 | 7 | 130.1 | 130.1 | 893 | 6.864
2012 | 2 | 24 | 8 | 118 | 118 | 811 | 6.8729
2012 | 2 | 24 | 9 | 95.1 | 95.1 | 663 | 6.9716
2012 | 2 | 24 | 10 | 91.6 | 91.6 | 643 | 7.0197
2012 | 2 | 24 | 11 | 99.7 | 99.7 | 698 | 7.001
2012 | 2 | 24 | 12 | 97.7 | 97.7 | 682 | 6.9806
2012 | 2 | 24 | 13 | 108.2 | 108.2 | 758 | 7.0055
2012 | 2 | 24 | 14 | 112.1 | 112.1 | 784 | 6.9938
2012 | 2 | 24 | 15 | 95.7 | 95.7 | 667 | 6.9697
2012 | 2 | 24 | 16 | 63 | 63 | 446 | 7.0794
2012 | 2 | 24 | 17 | 73.1 | 73.1 | 524 | 7.1683
2012 | 2 | 24 | 18 | 89.7 | 89.7 | 636 | 7.0903
2012 | 2 | 24 | 19 | 106.3 | 106.3 | 745 | 7.0085
2012 | 2 | 24 | 20 | 94.4 | 94.4 | 661 | 7.0021
2012 | 2 | 24 | 21 | 64 | 64 | 455 | 7.1094
2012 | 2 | 24 | 22 | 75.4 | 75.4 | 539 | 7.1485
2012 | 2 | 24 | 23 | 36.3 | 36.3 | 261 | 7.1901
2012 | 2 | 24 | 24 | 18 | 18 | 128 | 7.1111
2012 | 2 | 25 | 1 | 8.6 | 8.6 | 58 | 6.7442
2012 | 2 | 25 | 2 | 5.5 | 5.5 | 35 | 6.3636
2012 | 2 | 25 | 3 | 5.5 | 5.5 | 35 | 6.3636
2012 | 2 | 25 | 4 | 5.5 | 5.5 | 36 | 6.5455
2012 | 2 | 25 | 5 | 5.5 | 5.5 | 36 | 6.5455
2012 | 2 | 25 | 6 | 12.4 | 12.4 | 87 | 7.0161
2012 | 2 | 25 | 7 | 44.1 | 44.1 | 315 | 7.1429
2012 | 2 | 25 | 8 | 67.6 | 67.6 | 485 | 7.1746
2012 | 2 | 25 | 9 | 83.5 | 83.5 | 594 | 7.1138
2012 | 2 | 25 | 10 | 97.6 | 97.6 | 690 | 7.0697
2012 | 2 | 25 | 11 | 90.9 | 90.9 | 643 | 7.0737
2012 | 2 | 25 | 12 | 83.6 | 83.6 | 595 | 7.1172
2012 | 2 | 25 | 13 | 81.3 | 81.3 | 583 | 7.171
2012 | 2 | 25 | 14 | 89.7 | 89.7 | 638 | 7.1126
2012 | 2 | 25 | 15 | 84.2 | 84.2 | 599 | 7.114
2012 | 2 | 25 | 16 | 88.3 | 88.3 | 631 | 7.1461
2012 | 2 | 25 | 17 | 90.9 | 90.9 | 646 | 7.1067
2012 | 2 | 25 | 18 | 92.2 | 92.2 | 654 | 7.0933
2012 | 2 | 25 | 19 | 84.5 | 84.5 | 596 | 7.0533
2012 | 2 | 25 | 20 | 78.9 | 78.9 | 563 | 7.1356
2012 | 2 | 25 | 21 | 90.2 | 90.2 | 639 | 7.0843
2012 | 2 | 25 | 22 | 67 | 67 | 480 | 7.1642
2012 | 2 | 25 | 23 | 36.6 | 36.6 | 268 | 7.3224
2012 | 2 | 25 | 24 | 17.5 | 17.5 | 124 | 7.0857
2012 | 2 | 26 | 1 | 19.8 | 19.8 | 141 | 7.1212
2012 | 2 | 26 | 2 | 39 | 39 | 283 | 7.2564
2012 | 2 | 26 | 3 | 48.1 | 48.1 | 347 | 7.2141
2012 | 2 | 26 | 4 | 36.7 | 36.7 | 268 | 7.3025
2012 | 2 | 26 | 5 | 30.1 | 30.1 | 218 | 7.2425
2012 | 2 | 26 | 6 | 31.3 | 31.3 | 224 | 7.1565
2012 | 2 | 26 | 7 | 39.9 | 39.9 | 287 | 7.193
2012 | 2 | 26 | 8 | 48.1 | 48.1 | 350 | 7.2765
2012 | 2 | 26 | 9 | 58.2 | 58.2 | 421 | 7.2337
2012 | 2 | 26 | 10 | 83.4 | 83.4 | 593 | 7.1103
2012 | 2 | 26 | 11 | 76.8 | 76.8 | 549 | 7.1484
2012 | 2 | 26 | 12 | 83.1 | 83.1 | 599 | 7.2082
2012 | 2 | 26 | 13 | 79.8 | 79.8 | 573 | 7.1805
2012 | 2 | 26 | 14 | 61.4 | 61.4 | 442 | 7.1987
2012 | 2 | 26 | 15 | 25.1 | 25.1 | 181 | 7.2112
2012 | 2 | 26 | 16 | 30.7 | 30.7 | 222 | 7.2313
2012 | 2 | 26 | 17 | 35.3 | 35.3 | 254 | 7.1955
2012 | 2 | 26 | 18 | 75.4 | 75.4 | 540 | 7.1618
2012 | 2 | 26 | 19 | 97.1 | 97.1 | 679 | 6.9928
2012 | 2 | 26 | 20 | 96.1 | 96.1 | 672 | 6.9927
2012 | 2 | 26 | 21 | 109.1 | 109.1 | 764 | 7.0027
2012 | 2 | 26 | 22 | 93.8 | 93.8 | 663 | 7.0682
2012 | 2 | 26 | 23 | 64.7 | 64.7 | 459 | 7.0943
2012 | 2 | 26 | 24 | 45.8 | 45.8 | 334 | 7.2926
2012 | 2 | 27 | 1 | 33 | 33 | 236 | 7.1515
2012 | 2 | 27 | 2 | 44.3 | 44.3 | 322 | 7.2686
2012 | 2 | 27 | 3 | 65.6 | 65.6 | 473 | 7.2104
2012 | 2 | 27 | 4 | 67 | 67 | 479 | 7.1493
2012 | 2 | 27 | 5 | 54.3 | 54.3 | 391 | 7.2007
2012 | 2 | 27 | 6 | 67.6 | 67.6 | 482 | 7.1302
2012 | 2 | 27 | 7 | 95.8 | 95.8 | 668 | 6.9729
2012 | 2 | 27 | 8 | 103.1 | 103.1 | 715 | 6.935
2012 | 2 | 27 | 9 | 117.5 | 117.5 | 809 | 6.8851
2012 | 2 | 27 | 10 | 128.7 | 128.7 | 879 | 6.8298
2012 | 2 | 27 | 11 | 114.2 | 114.2 | 783 | 6.8564
2012 | 2 | 27 | 12 | 100.3 | 100.3 | 695 | 6.9292
2012 | 2 | 27 | 13 | 90.2 | 90.2 | 627 | 6.9512
2012 | 2 | 27 | 14 | 91.1 | 91.1 | 640 | 7.0252
2012 | 2 | 27 | 15 | 92.8 | 92.8 | 650 | 7.0043
2012 | 2 | 27 | 16 | 89.3 | 89.3 | 625 | 6.9989
2012 | 2 | 27 | 17 | 88.7 | 88.7 | 620 | 6.9899
2012 | 2 | 27 | 18 | 91.2 | 91.2 | 638 | 6.9956
2012 | 2 | 27 | 19 | 156.1 | 156.1 | 1022 | 6.5471
2012 | 2 | 27 | 20 | 115.6 | 115.6 | 790 | 6.8339
2012 | 2 | 27 | 21 | 115.5 | 115.5 | 796 | 6.8918
2012 | 2 | 27 | 22 | 99.6 | 99.6 | 693 | 6.9578
2012 | 2 | 27 | 23 | 89 | 89 | 618 | 6.9438
2012 | 2 | 27 | 24 | 70.7 | 70.7 | 498 | 7.0438
2012 | 2 | 28 | 1 | 71.8 | 71.8 | 515 | 7.1727
2012 | 2 | 28 | 2 | 67.8 | 67.8 | 477 | 7.0354
2012 | 2 | 28 | 3 | 35.5 | 35.5 | 248 | 6.9859
2012 | 2 | 28 | 4 | 34.5 | 34.5 | 247 | 7.1594
2012 | 2 | 28 | 5 | 69.3 | 69.3 | 493 | 7.114
2012 | 2 | 28 | 6 | 93.3 | 93.3 | 652 | 6.9882
2012 | 2 | 28 | 7 | 113.4 | 113.4 | 781 | 6.8871
2012 | 2 | 28 | 8 | 127.1 | 127.1 | 860 | 6.7663
2012 | 2 | 28 | 9 | 105.1 | 105.1 | 725 | 6.8982
2012 | 2 | 28 | 10 | 106 | 106 | 733 | 6.9151
2012 | 2 | 28 | 11 | 96.8 | 96.8 | 672 | 6.9421
2012 | 2 | 28 | 12 | 90.9 | 90.9 | 632 | 6.9527
2012 | 2 | 28 | 13 | 101.2 | 101.2 | 708 | 6.996
2012 | 2 | 28 | 14 | 97.4 | 97.4 | 679 | 6.9713
2012 | 2 | 28 | 15 | 99.9 | 99.9 | 697 | 6.977
2012 | 2 | 28 | 16 | 100.3 | 100.3 | 701 | 6.989
2012 | 2 | 28 | 17 | 100.2 | 100.2 | 696 | 6.9461
2012 | 2 | 28 | 18 | 104.6 | 104.6 | 730 | 6.979
2012 | 2 | 28 | 19 | 93.6 | 93.6 | 652 | 6.9658
2012 | 2 | 28 | 20 | 102.8 | 102.8 | 716 | 6.965
2012 | 2 | 28 | 21 | 89.2 | 89.2 | 621 | 6.9619
2012 | 2 | 28 | 22 | 102.6 | 102.6 | 719 | 7.0078
2012 | 2 | 28 | 23 | 96.1 | 96.1 | 678 | 7.0552
2012 | 2 | 28 | 24 | 90.2 | 90.2 | 641 | 7.1064
2012 | 2 | 29 | 1 | 52.8 | 52.8 | 372 | 7.0455
2012 | 2 | 29 | 2 | 16.3 | 16.3 | 116 | 7.1166
2012 | 2 | 29 | 3 | 43.1 | 43.1 | 311 | 7.2158
2012 | 2 | 29 | 4 | 47.5 | 47.5 | 346 | 7.2842
2012 | 2 | 29 | 5 | 32.3 | 32.3 | 230 | 7.1207
2012 | 2 | 29 | 6 | 37.6 | 37.6 | 268 | 7.1277
2012 | 2 | 29 | 7 | 145.4 | 145.4 | 973 | 6.6919
2012 | 2 | 29 | 8 | 137.2 | 137.2 | 921 | 6.7128
2012 | 2 | 29 | 9 | 114.1 | 114.1 | 787 | 6.8975
2012 | 2 | 29 | 10 | 107.4 | 107.4 | 750 | 6.9832
2012 | 2 | 29 | 11 | 101.2 | 101.2 | 704 | 6.9565
2012 | 2 | 29 | 12 | 75.1 | 75.1 | 533 | 7.0972
2012 | 2 | 29 | 13 | 93.6 | 93.6 | 663 | 7.0833
2012 | 2 | 29 | 14 | 110 | 110 | 770 | 7
2012 | 2 | 29 | 15 | 108.4 | 108.4 | 758 | 6.9926
2012 | 2 | 29 | 16 | 110.7 | 110.7 | 774 | 6.9919
2012 | 2 | 29 | 17 | 105.8 | 105.8 | 740 | 6.9943
2012 | 2 | 29 | 18 | 103.5 | 103.5 | 723 | 6.9855
2012 | 2 | 29 | 19 | 98.1 | 98.1 | 684 | 6.9725
2012 | 2 | 29 | 20 | 112.6 | 112.6 | 785 | 6.9716
2012 | 2 | 29 | 21 | 123.4 | 123.4 | 854 | 6.9206
2012 | 2 | 29 | 22 | 120 | 120 | 810 | 6.75
2012 | 2 | 29 | 23 | 83.7 | 83.7 | 594 | 7.0968
2012 | 2 | 29 | 24 | 94.2 | 94.2 | 673 | 7.1444
2012 | 3 | 1 | 1 | 46.5 | 46.5 | 328 | 7.0538
2012 | 3 | 1 | 2 | 16.9 | 16.9 | 121 | 7.1598
2012 | 3 | 1 | 3 | 50.3 | 50.3 | 366 | 7.2763
2012 | 3 | 1 | 4 | 71.6 | 71.6 | 513 | 7.1648
2012 | 3 | 1 | 5 | 61.4 | 61.4 | 441 | 7.1824
2012 | 3 | 1 | 6 | 54 | 54 | 389 | 7.2037
2012 | 3 | 1 | 7 | 157.5 | 157.5 | 1048 | 6.654
2012 | 3 | 1 | 8 | 103.8 | 103.8 | 710 | 6.8401
2012 | 3 | 1 | 9 | 98.1 | 98.1 | 692 | 7.054
2012 | 3 | 1 | 10 | 109.6 | 109.6 | 769 | 7.0164
2012 | 3 | 1 | 11 | 96.8 | 96.8 | 679 | 7.0145
2012 | 3 | 1 | 12 | 117.1 | 117.1 | 816 | 6.9684
2012 | 3 | 1 | 13 | 116 | 116 | 808 | 6.9655
2012 | 3 | 1 | 14 | 113.1 | 113.1 | 791 | 6.9938
2012 | 3 | 1 | 15 | 100.5 | 100.5 | 707 | 7.0348
2012 | 3 | 1 | 16 | 93.9 | 93.9 | 664 | 7.0714
2012 | 3 | 1 | 17 | 92.5 | 92.5 | 640 | 6.9189
2012 | 3 | 1 | 18 | 98.7 | 98.7 | 695 | 7.0415
2012 | 3 | 1 | 19 | 117.7 | 117.7 | 819 | 6.9584
2012 | 3 | 1 | 20 | 119.8 | 119.8 | 829 | 6.9199
2012 | 3 | 1 | 21 | 115.2 | 115.2 | 797 | 6.9184
2012 | 3 | 1 | 22 | 113.9 | 113.9 | 789 | 6.9271
2012 | 3 | 1 | 23 | 83.9 | 83.9 | 593 | 7.0679
2012 | 3 | 1 | 24 | 88.8 | 88.8 | 634 | 7.1396
2012 | 3 | 2 | 1 | 90.6 | 90.6 | 641 | 7.0751
2012 | 3 | 2 | 2 | 52.8 | 52.8 | 374 | 7.0833
2012 | 3 | 2 | 3 | 56.4 | 56.4 | 410 | 7.2695
2012 | 3 | 2 | 4 | 68 | 68 | 491 | 7.2206
2012 | 3 | 2 | 5 | 43.6 | 43.6 | 315 | 7.2248
2012 | 3 | 2 | 6 | 47.4 | 47.4 | 340 | 7.173
2012 | 3 | 2 | 7 | 71.7 | 71.7 | 511 | 7.1269
2012 | 3 | 2 | 8 | 90.5 | 90.5 | 638 | 7.0497
2012 | 3 | 2 | 9 | 124.8 | 124.8 | 863 | 6.9151
2012 | 3 | 2 | 10 | 135.5 | 135.5 | 928 | 6.8487
2012 | 3 | 2 | 11 | 130 | 130 | 851 | 6.5462
2012 | 3 | 2 | 12 | 84.5 | 84.5 | 594 | 7.0296
2012 | 3 | 2 | 13 | 106 | 106 | 747 | 7.0472
2012 | 3 | 2 | 14 | 98.7 | 98.7 | 693 | 7.0213
2012 | 3 | 2 | 15 | 104.9 | 104.9 | 733 | 6.9876
2012 | 3 | 2 | 16 | 96.4 | 96.4 | 679 | 7.0436
2012 | 3 | 2 | 17 | 105.4 | 105.4 | 740 | 7.0209
2012 | 3 | 2 | 18 | 101 | 101 | 707 | 7
2012 | 3 | 2 | 19 | 97.7 | 97.7 | 685 | 7.0113
2012 | 3 | 2 | 20 | 99.9 | 99.9 | 701 | 7.017
2012 | 3 | 2 | 21 | 119.3 | 119.3 | 831 | 6.9656
2012 | 3 | 2 | 22 | 131.2 | 131.2 | 903 | 6.8826
2012 | 3 | 2 | 23 | 97.8 | 97.8 | 685 | 7.0041
2012 | 3 | 2 | 24 | 72.3 | 72.3 | 518 | 7.1646
2012 | 3 | 3 | 1 | 54.4 | 54.4 | 395 | 7.261
2012 | 3 | 3 | 2 | 32.2 | 32.2 | 231 | 7.1739
2012 | 3 | 3 | 3 | 26.6 | 26.6 | 193 | 7.2556
2012 | 3 | 3 | 4 | 53.8 | 53.8 | 389 | 7.2305
2012 | 3 | 3 | 5 | 63.7 | 63.7 | 457 | 7.1743
2012 | 3 | 3 | 6 | 51.7 | 51.7 | 369 | 7.1373
2012 | 3 | 3 | 7 | 46 | 46 | 333 | 7.2391
2012 | 3 | 3 | 8 | 66.1 | 66.1 | 477 | 7.2163
2012 | 3 | 3 | 9 | 71.8 | 71.8 | 513 | 7.1448
2012 | 3 | 3 | 10 | 93 | 93 | 660 | 7.0968
2012 | 3 | 3 | 11 | 101.8 | 101.8 | 717 | 7.0432
2012 | 3 | 3 | 12 | 75.3 | 75.3 | 537 | 7.1315
2012 | 3 | 3 | 13 | 87.6 | 87.6 | 626 | 7.1461
2012 | 3 | 3 | 14 | 75.6 | 75.6 | 543 | 7.1825
2012 | 3 | 3 | 15 | 68.4 | 68.4 | 491 | 7.1784
2012 | 3 | 3 | 16 | 70.1 | 70.1 | 505 | 7.204
2012 | 3 | 3 | 17 | 78.6 | 78.6 | 564 | 7.1756
2012 | 3 | 3 | 18 | 87.2 | 87.2 | 621 | 7.1216
2012 | 3 | 3 | 19 | 98.2 | 98.2 | 693 | 7.057
2012 | 3 | 3 | 20 | 98.2 | 98.2 | 694 | 7.0672
2012 | 3 | 3 | 21 | 89.5 | 89.5 | 636 | 7.1061
2012 | 3 | 3 | 22 | 75.2 | 75.2 | 535 | 7.1144
2012 | 3 | 3 | 23 | 65.4 | 65.4 | 470 | 7.1865
2012 | 3 | 3 | 24 | 79.6 | 79.6 | 574 | 7.2111
2012 | 3 | 4 | 1 | 88.7 | 88.7 | 632 | 7.1251
2012 | 3 | 4 | 2 | 44.1 | 44.1 | 312 | 7.0748
2012 | 3 | 4 | 3 | 29.1 | 29.1 | 213 | 7.3196
2012 | 3 | 4 | 4 | 21.6 | 21.6 | 156 | 7.2222
2012 | 3 | 4 | 5 | 28.7 | 28.7 | 204 | 7.108
2012 | 3 | 4 | 6 | 63.3 | 63.3 | 456 | 7.2038
2012 | 3 | 4 | 7 | 77.8 | 77.8 | 556 | 7.1465
2012 | 3 | 4 | 8 | 65.4 | 65.4 | 469 | 7.1713
2012 | 3 | 4 | 9 | 55.7 | 55.7 | 404 | 7.2531
2012 | 3 | 4 | 10 | 43.4 | 43.4 | 316 | 7.2811
2012 | 3 | 4 | 11 | 52.5 | 52.5 | 381 | 7.2571
2012 | 3 | 4 | 12 | 58.7 | 58.7 | 424 | 7.2232
2012 | 3 | 4 | 13 | 66 | 66 | 476 | 7.2121
2012 | 3 | 4 | 14 | 83.9 | 83.9 | 602 | 7.1752
2012 | 3 | 4 | 15 | 77.9 | 77.9 | 561 | 7.2015
2012 | 3 | 4 | 16 | 54.8 | 54.8 | 392 | 7.1533
2012 | 3 | 4 | 17 | 30.6 | 30.6 | 220 | 7.1895
2012 | 3 | 4 | 18 | 69.5 | 69.5 | 503 | 7.2374
2012 | 3 | 4 | 19 | 93.5 | 93.5 | 658 | 7.0374
2012 | 3 | 4 | 20 | 87.3 | 87.3 | 616 | 7.0561
2012 | 3 | 4 | 21 | 71.2 | 71.2 | 506 | 7.1067
2012 | 3 | 4 | 22 | 54.6 | 54.6 | 395 | 7.2344
2012 | 3 | 4 | 23 | 44.3 | 44.3 | 323 | 7.2912
2012 | 3 | 4 | 24 | 24.2 | 24.2 | 174 | 7.1901
2012 | 3 | 5 | 1 | 22.8 | 22.8 | 163 | 7.1491
2012 | 3 | 5 | 2 | 48.5 | 48.5 | 352 | 7.2577
2012 | 3 | 5 | 3 | 22 | 22 | 157 | 7.1364
2012 | 3 | 5 | 4 | 28 | 28 | 203 | 7.25
2012 | 3 | 5 | 5 | 35.8 | 35.8 | 259 | 7.2346
2012 | 3 | 5 | 6 | 61.3 | 61.3 | 437 | 7.1289
2012 | 3 | 5 | 7 | 99 | 99 | 691 | 6.9798
2012 | 3 | 5 | 8 | 78.1 | 78.1 | 548 | 7.0166
2012 | 3 | 5 | 9 | 107.2 | 107.2 | 750 | 6.9963
2012 | 3 | 5 | 10 | 101.1 | 101.1 | 707 | 6.9931
2012 | 3 | 5 | 11 | 107 | 107 | 744 | 6.9533
2012 | 3 | 5 | 12 | 106.8 | 106.8 | 748 | 7.0037
2012 | 3 | 5 | 13 | 116.8 | 116.8 | 809 | 6.9264
2012 | 3 | 5 | 14 | 114.5 | 114.5 | 793 | 6.9258
2012 | 3 | 5 | 15 | 85.5 | 85.5 | 600 | 7.0175
2012 | 3 | 5 | 16 | 91.8 | 91.8 | 650 | 7.0806
2012 | 3 | 5 | 17 | 111.6 | 111.6 | 782 | 7.0072
2012 | 3 | 5 | 18 | 109.8 | 109.8 | 767 | 6.9854
2012 | 3 | 5 | 19 | 121.8 | 121.8 | 843 | 6.9212
2012 | 3 | 5 | 20 | 124.6 | 124.6 | 863 | 6.9262
2012 | 3 | 5 | 21 | 135.5 | 135.5 | 925 | 6.8266
2012 | 3 | 5 | 22 | 130.7 | 130.7 | 899 | 6.8783
2012 | 3 | 5 | 23 | 104 | 104 | 730 | 7.0192
2012 | 3 | 5 | 24 | 107.4 | 107.4 | 752 | 7.0019
2012 | 3 | 6 | 1 | 59.6 | 59.6 | 423 | 7.0973
2012 | 3 | 6 | 2 | 43.8 | 43.8 | 317 | 7.2374
2012 | 3 | 6 | 3 | 47.5 | 47.5 | 345 | 7.2632
2012 | 3 | 6 | 4 | 56.9 | 56.9 | 410 | 7.2056
2012 | 3 | 6 | 5 | 80.9 | 80.9 | 577 | 7.1323
2012 | 3 | 6 | 6 | 82.4 | 82.4 | 586 | 7.1117
2012 | 3 | 6 | 7 | 127.8 | 127.8 | 879 | 6.8779
2012 | 3 | 6 | 8 | 97.3 | 97.3 | 676 | 6.9476
2012 | 3 | 6 | 9 | 116.6 | 116.6 | 812 | 6.964
2012 | 3 | 6 | 10 | 140.7 | 140.7 | 958 | 6.8088
2012 | 3 | 6 | 11 | 130.7 | 130.7 | 890 | 6.8095
2012 | 3 | 6 | 12 | 126.1 | 126.1 | 868 | 6.8834
2012 | 3 | 6 | 13 | 130.7 | 130.7 | 896 | 6.8554
2012 | 3 | 6 | 14 | 131.7 | 131.7 | 902 | 6.8489
2012 | 3 | 6 | 15 | 110.2 | 110.2 | 765 | 6.9419
2012 | 3 | 6 | 16 | 108.5 | 108.5 | 745 | 6.8664
2012 | 3 | 6 | 17 | 97.9 | 97.9 | 686 | 7.0072
2012 | 3 | 6 | 18 | 107.3 | 107.3 | 750 | 6.9897
2012 | 3 | 6 | 19 | 106.2 | 106.2 | 740 | 6.968
2012 | 3 | 6 | 20 | 106.8 | 106.8 | 744 | 6.9663
2012 | 3 | 6 | 21 | 107.1 | 107.1 | 751 | 7.0121
2012 | 3 | 6 | 22 | 120.2 | 120.2 | 836 | 6.9551
2012 | 3 | 6 | 23 | 122.8 | 122.8 | 852 | 6.9381
2012 | 3 | 6 | 24 | 120.7 | 120.7 | 840 | 6.9594
2012 | 3 | 7 | 1 | 92.4 | 92.4 | 654 | 7.0779
2012 | 3 | 7 | 2 | 78.1 | 78.1 | 557 | 7.1319
2012 | 3 | 7 | 3 | 67.7 | 67.7 | 482 | 7.1196
2012 | 3 | 7 | 4 | 81.8 | 81.8 | 585 | 7.1516
2012 | 3 | 7 | 5 | 127.5 | 127.5 | 885 | 6.9412
2012 | 3 | 7 | 6 | 136.1 | 136.1 | 929 | 6.8259
2012 | 3 | 7 | 7 | 146.3 | 146.3 | 979 | 6.6917
2012 | 3 | 7 | 8 | 128.1 | 128.1 | 869 | 6.7838
2012 | 3 | 7 | 9 | 108.1 | 108.1 | 753 | 6.9658
2012 | 3 | 7 | 10 | 100.9 | 100.9 | 711 | 7.0466
2012 | 3 | 7 | 11 | 112.1 | 112.1 | 784 | 6.9938
2012 | 3 | 7 | 12 | 159.3 | 159.3 | 1047 | 6.5725
2012 | 3 | 7 | 13 | 130.5 | 130.5 | 890 | 6.8199
2012 | 3 | 7 | 14 | 141.5 | 141.5 | 957 | 6.7633
2012 | 3 | 7 | 15 | 130.5 | 130.5 | 890 | 6.8199
2012 | 3 | 7 | 16 | 129.6 | 129.6 | 880 | 6.7901
2012 | 3 | 7 | 17 | 113.9 | 113.9 | 779 | 6.8393
2012 | 3 | 7 | 18 | 119.3 | 119.3 | 825 | 6.9153
2012 | 3 | 7 | 19 | 127.9 | 127.9 | 875 | 6.8413
2012 | 3 | 7 | 20 | 124.3 | 124.3 | 851 | 6.8463
2012 | 3 | 7 | 21 | 133.8 | 133.8 | 909 | 6.7937
2012 | 3 | 7 | 22 | 120.1 | 120.1 | 828 | 6.8943
2012 | 3 | 7 | 23 | 106.3 | 106.3 | 743 | 6.9897
2012 | 3 | 7 | 24 | 99.5 | 99.5 | 698 | 7.0151
2012 | 3 | 8 | 1 | 95.5 | 95.5 | 670 | 7.0157
2012 | 3 | 8 | 2 | 112.1 | 112.1 | 786 | 7.0116
2012 | 3 | 8 | 3 | 123.7 | 123.7 | 858 | 6.9361
2012 | 3 | 8 | 4 | 119.4 | 119.4 | 832 | 6.9682
2012 | 3 | 8 | 5 | 111.9 | 111.9 | 781 | 6.9794
2012 | 3 | 8 | 6 | 97.5 | 97.5 | 689 | 7.0667
2012 | 3 | 8 | 7 | 129.3 | 129.3 | 888 | 6.8677
2012 | 3 | 8 | 8 | 148.3 | 148.3 | 997 | 6.7229
2012 | 3 | 8 | 9 | 141.8 | 141.8 | 959 | 6.763
2012 | 3 | 8 | 10 | 141.5 | 141.5 | 961 | 6.7915
2012 | 3 | 8 | 11 | 145.4 | 145.4 | 984 | 6.7675
2012 | 3 | 8 | 12 | 141.7 | 141.7 | 965 | 6.8102
2012 | 3 | 8 | 13 | 136.5 | 136.5 | 933 | 6.8352
2012 | 3 | 8 | 14 | 136.7 | 136.7 | 934 | 6.8325
2012 | 3 | 8 | 15 | 135.7 | 135.7 | 923 | 6.8018
2012 | 3 | 8 | 16 | 120.9 | 120.9 | 837 | 6.9231
2012 | 3 | 8 | 17 | 125.4 | 125.4 | 868 | 6.9219
2012 | 3 | 8 | 18 | 116.7 | 116.7 | 805 | 6.898
2012 | 3 | 8 | 19 | 131.6 | 131.6 | 895 | 6.8009
2012 | 3 | 8 | 20 | 102.5 | 102.5 | 706 | 6.8878
2012 | 3 | 8 | 21 | 102.3 | 102.3 | 719 | 7.0283
2012 | 3 | 8 | 22 | 114.8 | 114.8 | 805 | 7.0122
2012 | 3 | 8 | 23 | 107.7 | 107.7 | 751 | 6.9731
2012 | 3 | 8 | 24 | 99 | 99 | 698 | 7.0505
2012 | 3 | 9 | 1 | 100.3 | 100.3 | 707 | 7.0489
2012 | 3 | 9 | 2 | 105.9 | 105.9 | 749 | 7.0727
2012 | 3 | 9 | 3 | 94.9 | 94.9 | 668 | 7.039
2012 | 3 | 9 | 4 | 74.7 | 74.7 | 531 | 7.1084
2012 | 3 | 9 | 5 | 67.4 | 67.4 | 482 | 7.1513
2012 | 3 | 9 | 6 | 47.4 | 47.4 | 338 | 7.1308
2012 | 3 | 9 | 7 | 131.5 | 131.5 | 898 | 6.8289
2012 | 3 | 9 | 8 | 133 | 133 | 901 | 6.7744
2012 | 3 | 9 | 9 | 143.7 | 143.7 | 963 | 6.7015
2012 | 3 | 9 | 10 | 141 | 141 | 932 | 6.6099
2012 | 3 | 9 | 11 | 145.9 | 145.9 | 979 | 6.7101
2012 | 3 | 9 | 12 | 141.7 | 141.7 | 956 | 6.7466
2012 | 3 | 9 | 13 | 126.7 | 126.7 | 865 | 6.8272
2012 | 3 | 9 | 14 | 118.1 | 118.1 | 818 | 6.9263
2012 | 3 | 9 | 15 | 108.4 | 108.4 | 753 | 6.9465
2012 | 3 | 9 | 16 | 93.3 | 93.3 | 652 | 6.9882
2012 | 3 | 9 | 17 | 105.6 | 105.6 | 738 | 6.9886
2012 | 3 | 9 | 18 | 107.9 | 107.9 | 753 | 6.9787
2012 | 3 | 9 | 19 | 104.9 | 104.9 | 732 | 6.9781
2012 | 3 | 9 | 20 | 101.3 | 101.3 | 709 | 6.999
2012 | 3 | 9 | 21 | 126.2 | 126.2 | 877 | 6.9493
2012 | 3 | 9 | 22 | 124.2 | 124.2 | 855 | 6.8841
2012 | 3 | 9 | 23 | 106.3 | 106.3 | 745 | 7.0085
2012 | 3 | 9 | 24 | 97.8 | 97.8 | 689 | 7.045
2012 | 3 | 10 | 1 | 54.4 | 54.4 | 391 | 7.1875
2012 | 3 | 10 | 2 | 44.4 | 44.4 | 321 | 7.2297
2012 | 3 | 10 | 3 | 32.2 | 32.2 | 232 | 7.205
2012 | 3 | 10 | 4 | 46.1 | 46.1 | 334 | 7.2451
2012 | 3 | 10 | 5 | 71 | 71 | 508 | 7.1549
2012 | 3 | 10 | 6 | 65.5 | 65.5 | 470 | 7.1756
2012 | 3 | 10 | 7 | 68.4 | 68.4 | 489 | 7.1491
2012 | 3 | 10 | 8 | 54.1 | 54.1 | 389 | 7.1904
2012 | 3 | 10 | 9 | 93.9 | 93.9 | 669 | 7.1246
2012 | 3 | 10 | 10 | 74.9 | 74.9 | 527 | 7.036
2012 | 3 | 10 | 11 | 73.9 | 73.9 | 530 | 7.1719
2012 | 3 | 10 | 12 | 103.5 | 103.5 | 728 | 7.0338
2012 | 3 | 10 | 13 | 121.1 | 121.1 | 839 | 6.9282
2012 | 3 | 10 | 14 | 109 | 109 | 758 | 6.9541
2012 | 3 | 10 | 15 | 78.3 | 78.3 | 556 | 7.1009
2012 | 3 | 10 | 16 | 89.4 | 89.4 | 637 | 7.1253
2012 | 3 | 10 | 17 | 59.1 | 59.1 | 422 | 7.1404
2012 | 3 | 10 | 18 | 80.5 | 80.5 | 579 | 7.1925
2012 | 3 | 10 | 19 | 102.7 | 102.7 | 726 | 7.0691
2012 | 3 | 10 | 20 | 116.3 | 116.3 | 811 | 6.9733
2012 | 3 | 10 | 21 | 104.5 | 104.5 | 736 | 7.0431
2012 | 3 | 10 | 22 | 103.1 | 103.1 | 723 | 7.0126
2012 | 3 | 10 | 23 | 84.6 | 84.6 | 604 | 7.1395
2012 | 3 | 10 | 24 | 85.4 | 85.4 | 607 | 7.1077
2012 | 3 | 11 | 1 | 86.9 | 86.9 | 622 | 7.1577
2012 | 3 | 11 | 2 | 65.9 | 65.9 | 472 | 7.1624
2012 | 3 | 11 | 4 | 61.6 | 61.6 | 446 | 7.2403
2012 | 3 | 11 | 5 | 65.9 | 65.9 | 475 | 7.2079
2012 | 3 | 11 | 6 | 83.6 | 83.6 | 600 | 7.177
2012 | 3 | 11 | 7 | 90.8 | 90.8 | 646 | 7.1145
2012 | 3 | 11 | 8 | 85.4 | 85.4 | 610 | 7.1429
2012 | 3 | 11 | 9 | 106.4 | 106.4 | 751 | 7.0583
2012 | 3 | 11 | 10 | 120.4 | 120.4 | 838 | 6.9601
2012 | 3 | 11 | 11 | 106.6 | 106.6 | 744 | 6.9794
2012 | 3 | 11 | 12 | 105.3 | 105.3 | 741 | 7.037
2012 | 3 | 11 | 13 | 93.2 | 93.2 | 656 | 7.0386
2012 | 3 | 11 | 14 | 91.2 | 91.2 | 644 | 7.0614
2012 | 3 | 11 | 15 | 93.3 | 93.3 | 663 | 7.1061
2012 | 3 | 11 | 16 | 102.3 | 102.3 | 724 | 7.0772
2012 | 3 | 11 | 17 | 86.8 | 86.8 | 612 | 7.0507
2012 | 3 | 11 | 18 | 69.2 | 69.2 | 497 | 7.1821
2012 | 3 | 11 | 19 | 91.1 | 91.1 | 649 | 7.124
2012 | 3 | 11 | 20 | 106.3 | 106.3 | 745 | 7.0085
2012 | 3 | 11 | 21 | 97 | 97 | 681 | 7.0206
2012 | 3 | 11 | 22 | 114 | 114 | 798 | 7
2012 | 3 | 11 | 23 | 143.4 | 143.4 | 972 | 6.7782
2012 | 3 | 11 | 24 | 133 | 133 | 911 | 6.8496
2012 | 3 | 12 | 1 | 111.2 | 111.2 | 773 | 6.9514
2012 | 3 | 12 | 2 | 115.6 | 115.6 | 806 | 6.9723
2012 | 3 | 12 | 3 | 103.9 | 103.9 | 726 | 6.9875
2012 | 3 | 12 | 4 | 92.9 | 92.9 | 655 | 7.0506
2012 | 3 | 12 | 5 | 115.2 | 115.2 | 806 | 6.9965
2012 | 3 | 12 | 6 | 109.2 | 109.2 | 764 | 6.9963
2012 | 3 | 12 | 7 | 123.1 | 123.1 | 845 | 6.8643
2012 | 3 | 12 | 8 | 127.8 | 127.8 | 873 | 6.831
2012 | 3 | 12 | 9 | 124.1 | 124.1 | 855 | 6.8896
2012 | 3 | 12 | 10 | 128.3 | 128.3 | 883 | 6.8823
2012 | 3 | 12 | 11 | 123.7 | 123.7 | 852 | 6.8876
2012 | 3 | 12 | 12 | 127 | 127 | 870 | 6.8504
2012 | 3 | 12 | 13 | 121.2 | 121.2 | 842 | 6.9472
2012 | 3 | 12 | 14 | 128.2 | 128.2 | 926 | 7.2231
2012 | 3 | 12 | 15 | 132.6 | 132.6 | 912 | 6.8778
2012 | 3 | 12 | 16 | 115.1 | 115.1 | 806 | 7.0026
2012 | 3 | 12 | 17 | 116.6 | 116.6 | 816 | 6.9983
2012 | 3 | 12 | 18 | 111.9 | 111.9 | 782 | 6.9884
2012 | 3 | 12 | 19 | 99.8 | 99.8 | 702 | 7.0341
2012 | 3 | 12 | 20 | 112.7 | 112.7 | 792 | 7.0275
2012 | 3 | 12 | 21 | 129.7 | 129.7 | 896 | 6.9082
2012 | 3 | 12 | 22 | 121.4 | 121.4 | 843 | 6.944
2012 | 3 | 12 | 23 | 128.5 | 128.5 | 889 | 6.9183
2012 | 3 | 12 | 24 | 109.4 | 109.4 | 769 | 7.0293
2012 | 3 | 13 | 1 | 76.9 | 76.9 | 548 | 7.1261
2012 | 3 | 13 | 2 | 52 | 52 | 376 | 7.2308
2012 | 3 | 13 | 3 | 50.9 | 50.9 | 362 | 7.112
2012 | 3 | 13 | 4 | 64.2 | 64.2 | 465 | 7.243
2012 | 3 | 13 | 5 | 64.6 | 64.6 | 464 | 7.1827
2012 | 3 | 13 | 6 | 82.9 | 82.9 | 593 | 7.1532
2012 | 3 | 13 | 7 | 94.2 | 94.2 | 664 | 7.0488
2012 | 3 | 13 | 8 | 126.4 | 126.4 | 862 | 6.8196
2012 | 3 | 13 | 9 | 112.8 | 112.8 | 776 | 6.8794
2012 | 3 | 13 | 10 | 135.8 | 135.8 | 929 | 6.8409
2012 | 3 | 13 | 11 | 136.2 | 136.2 | 924 | 6.7841
2012 | 3 | 13 | 12 | 114.5 | 114.5 | 790 | 6.8996
2012 | 3 | 13 | 13 | 115.8 | 115.8 | 804 | 6.943
2012 | 3 | 13 | 14 | 108.7 | 108.7 | 761 | 7.0009
2012 | 3 | 13 | 15 | 96.4 | 96.4 | 676 | 7.0124
2012 | 3 | 13 | 16 | 80 | 80 | 568 | 7.1
2012 | 3 | 13 | 17 | 85.8 | 85.8 | 607 | 7.0746
2012 | 3 | 13 | 18 | 70.4 | 70.4 | 504 | 7.1591
2012 | 3 | 13 | 19 | 87.6 | 87.6 | 621 | 7.089
2012 | 3 | 13 | 20 | 148.5 | 148.5 | 987 | 6.6465
2012 | 3 | 13 | 21 | 102.1 | 102.1 | 706 | 6.9148
2012 | 3 | 13 | 22 | 131.8 | 131.8 | 908 | 6.8892
2012 | 3 | 13 | 23 | 115.9 | 115.9 | 806 | 6.9543
2012 | 3 | 13 | 24 | 110.9 | 110.9 | 776 | 6.9973
2012 | 3 | 14 | 1 | 102.6 | 102.6 | 666 | 6.4912
2012 | 3 | 14 | 2 | 78.9 | 78.9 | 555 | 7.0342
2012 | 3 | 14 | 3 | 56.9 | 56.9 | 409 | 7.188
2012 | 3 | 14 | 4 | 68.3 | 68.3 | 490 | 7.1742
2012 | 3 | 14 | 5 | 89.9 | 89.9 | 640 | 7.119
2012 | 3 | 14 | 6 | 95.7 | 95.7 | 671 | 7.0115
2012 | 3 | 14 | 7 | 111.1 | 111.1 | 771 | 6.9397
2012 | 3 | 14 | 8 | 113 | 113 | 782 | 6.9204
2012 | 3 | 14 | 9 | 126.4 | 126.4 | 871 | 6.8908
2012 | 3 | 14 | 10 | 136.1 | 136.1 | 929 | 6.8259
2012 | 3 | 14 | 11 | 138.2 | 138.2 | 949 | 6.8669
2012 | 3 | 14 | 12 | 132.3 | 132.3 | 901 | 6.8103
2012 | 3 | 14 | 13 | 147.4 | 147.4 | 993 | 6.7368
2012 | 3 | 14 | 14 | 140.9 | 140.9 | 955 | 6.7779
2012 | 3 | 14 | 15 | 135.8 | 135.8 | 926 | 6.8189
2012 | 3 | 14 | 16 | 136 | 136 | 924 | 6.7941
2012 | 3 | 14 | 17 | 123.1 | 123.1 | 850 | 6.905
2012 | 3 | 14 | 18 | 118.8 | 118.8 | 824 | 6.936
2012 | 3 | 14 | 19 | 129.1 | 129.1 | 891 | 6.9016
2012 | 3 | 14 | 20 | 148 | 148 | 999 | 6.75
2012 | 3 | 14 | 21 | 140 | 140 | 948 | 6.7714
2012 | 3 | 14 | 22 | 140.4 | 140.4 | 954 | 6.7949
2012 | 3 | 14 | 23 | 129.9 | 129.9 | 897 | 6.9053
2012 | 3 | 14 | 24 | 113.3 | 113.3 | 798 | 7.0432
2012 | 3 | 15 | 1 | 118.7 | 118.7 | 827 | 6.9671
2012 | 3 | 15 | 2 | 77.5 | 77.5 | 544 | 7.0194
2012 | 3 | 15 | 3 | 80.5 | 80.5 | 575 | 7.1429
2012 | 3 | 15 | 4 | 74.5 | 74.5 | 535 | 7.1812
2012 | 3 | 15 | 5 | 86.7 | 86.7 | 618 | 7.128
2012 | 3 | 15 | 6 | 63.3 | 63.3 | 452 | 7.1406
2012 | 3 | 15 | 7 | 92 | 92 | 651 | 7.0761
2012 | 3 | 15 | 8 | 127.3 | 127.3 | 791 | 6.2137
2012 | 3 | 15 | 9 | 122.2 | 122.2 | 846 | 6.9231
2012 | 3 | 15 | 10 | 134.2 | 134.2 | 920 | 6.8554
2012 | 3 | 15 | 11 | 138.6 | 138.6 | 947 | 6.8326
2012 | 3 | 15 | 12 | 143.3 | 143.3 | 973 | 6.79
2012 | 3 | 15 | 13 | 135.5 | 135.5 | 927 | 6.8413
2012 | 3 | 15 | 14 | 131.9 | 131.9 | 904 | 6.8537
2012 | 3 | 15 | 15 | 117.1 | 117.1 | 817 | 6.9769
2012 | 3 | 15 | 16 | 128.6 | 128.6 | 892 | 6.9362
2012 | 3 | 15 | 17 | 133.3 | 133.3 | 916 | 6.8717
2012 | 3 | 15 | 18 | 115 | 115 | 799 | 6.9478
2012 | 3 | 15 | 19 | 111.5 | 111.5 | 779 | 6.9865
2012 | 3 | 15 | 20 | 119.9 | 119.9 | 833 | 6.9475
2012 | 3 | 15 | 21 | 130.8 | 130.8 | 902 | 6.896
2012 | 3 | 15 | 22 | 133.8 | 133.8 | 923 | 6.8984
2012 | 3 | 15 | 23 | 136.3 | 136.3 | 936 | 6.8672
2012 | 3 | 15 | 24 | 119.1 | 119.1 | 828 | 6.9521
2012 | 3 | 16 | 1 | 121.8 | 43.3 | 294 | 6.7898
2012 | 3 | 16 | 2 | 119.3 | 114.6 | 800 | 6.9808
2012 | 3 | 16 | 3 | 112.1 | 112.1 | 791 | 7.0562
2012 | 3 | 16 | 4 | 74.9 | 74.9 | 529 | 7.0628
2012 | 3 | 16 | 5 | 83.6 | 83.6 | 598 | 7.1531
2012 | 3 | 16 | 6 | 66.9 | 66.9 | 476 | 7.1151
2012 | 3 | 16 | 7 | 90 | 90 | 633 | 7.0333
2012 | 3 | 16 | 8 | 101.9 | 101.9 | 713 | 6.9971
2012 | 3 | 16 | 9 | 132 | 132 | 908 | 6.8788
2012 | 3 | 16 | 10 | 140 | 140 | 995 | 7.1071
2012 | 3 | 16 | 11 | 130.9 | 130.9 | 894 | 6.8296
2012 | 3 | 16 | 12 | 130.3 | 130.3 | 893 | 6.8534
2012 | 3 | 16 | 13 | 123.3 | 123.3 | 850 | 6.8938
2012 | 3 | 16 | 14 | 129.1 | 129.1 | 886 | 6.8629
2012 | 3 | 16 | 15 | 138.9 | 138.9 | 945 | 6.8035
2012 | 3 | 16 | 16 | 132.4 | 132.4 | 905 | 6.8353
2012 | 3 | 16 | 17 | 140.2 | 140.2 | 951 | 6.7832
2012 | 3 | 16 | 18 | 119.7 | 119.7 | 826 | 6.9006
2012 | 3 | 16 | 19 | 107.4 | 107.4 | 749 | 6.9739
2012 | 3 | 16 | 20 | 108.6 | 108.6 | 757 | 6.9705
2012 | 3 | 16 | 21 | 90.2 | 90.2 | 634 | 7.0288
2012 | 3 | 16 | 22 | 91.3 | 91.3 | 646 | 7.0756
2012 | 3 | 16 | 23 | 89.6 | 89.6 | 639 | 7.1317
2012 | 3 | 16 | 24 | 103.3 | 103.3 | 724 | 7.0087
2012 | 3 | 17 | 1 | 39.6 | 39.6 | 277 | 6.9949
2012 | 3 | 17 | 2 | 34.7 | 34.7 | 252 | 7.2622
2012 | 3 | 17 | 3 | 70.1 | 70.1 | 505 | 7.204
2012 | 3 | 17 | 4 | 78.8 | 78.8 | 559 | 7.0939
2012 | 3 | 17 | 5 | 84.8 | 84.8 | 603 | 7.1108
2012 | 3 | 17 | 6 | 80.7 | 80.7 | 574 | 7.1128
2012 | 3 | 17 | 7 | 85.3 | 85.3 | 609 | 7.1395
2012 | 3 | 17 | 8 | 88.2 | 88.2 | 618 | 7.0068
2012 | 3 | 17 | 9 | 87.7 | 87.7 | 613 | 6.9897
2012 | 3 | 17 | 10 | 80.3 | 80.3 | 570 | 7.0984
2012 | 3 | 17 | 11 | 116.8 | 116.8 | 816 | 6.9863
2012 | 3 | 17 | 12 | 79.8 | 79.8 | 564 | 7.0677
2012 | 3 | 17 | 13 | 65 | 65 | 461 | 7.0923
2012 | 3 | 17 | 14 | 92.3 | 92.3 | 656 | 7.1073
2012 | 3 | 17 | 15 | 117.4 | 117.4 | 817 | 6.9591
2012 | 3 | 17 | 16 | 107.8 | 107.8 | 752 | 6.9759
2012 | 3 | 17 | 17 | 76.4 | 76.4 | 536 | 7.0157
2012 | 3 | 17 | 18 | 82 | 82 | 584 | 7.122
2012 | 3 | 17 | 19 | 74.5 | 74.5 | 528 | 7.0872
2012 | 3 | 17 | 20 | 121.6 | 121.6 | 836 | 6.875
2012 | 3 | 17 | 21 | 114.6 | 114.6 | 787 | 6.8674
2012 | 3 | 17 | 22 | 124.8 | 124.8 | 857 | 6.867
2012 | 3 | 17 | 23 | 113 | 113 | 785 | 6.9469
2012 | 3 | 17 | 24 | 112.8 | 112.8 | 782 | 6.9326
2012 | 3 | 18 | 1 | 95.3 | 95.3 | 664 | 6.9675
2012 | 3 | 18 | 2 | 75.1 | 75.1 | 532 | 7.0839
2012 | 3 | 18 | 3 | 74.7 | 74.7 | 533 | 7.1352
2012 | 3 | 18 | 4 | 58.9 | 58.9 | 418 | 7.0968
2012 | 3 | 18 | 5 | 51.4 | 51.4 | 365 | 7.1012
2012 | 3 | 18 | 6 | 61.1 | 61.1 | 438 | 7.1686
2012 | 3 | 18 | 7 | 84.5 | 84.5 | 598 | 7.0769
2012 | 3 | 18 | 8 | 99.1 | 99.1 | 690 | 6.9627
2012 | 3 | 18 | 9 | 106.6 | 106.6 | 739 | 6.9325
2012 | 3 | 18 | 10 | 115.4 | 115.4 | 798 | 6.9151
2012 | 3 | 18 | 11 | 111.6 | 111.6 | 774 | 6.9355
2012 | 3 | 18 | 12 | 92.5 | 92.5 | 647 | 6.9946
2012 | 3 | 18 | 13 | 84 | 84 | 591 | 7.0357
2012 | 3 | 18 | 14 | 91.5 | 91.5 | 647 | 7.071
2012 | 3 | 18 | 15 | 79.7 | 79.7 | 567 | 7.1142
2012 | 3 | 18 | 16 | 82 | 82 | 585 | 7.1341
2012 | 3 | 18 | 17 | 75.7 | 75.7 | 539 | 7.1202
2012 | 3 | 18 | 18 | 43.7 | 43.7 | 316 | 7.2311
2012 | 3 | 18 | 19 | 76.7 | 76.7 | 548 | 7.1447
2012 | 3 | 18 | 20 | 82.6 | 82.6 | 582 | 7.046
2012 | 3 | 18 | 21 | 96.8 | 96.8 | 682 | 7.0455
2012 | 3 | 18 | 22 | 130.2 | 130.2 | 901 | 6.9201
2012 | 3 | 18 | 23 | 106.8 | 106.8 | 742 | 6.9476
2012 | 3 | 18 | 24 | 53.5 | 53.5 | 374 | 6.9907
2012 | 3 | 19 | 1 | 24.4 | 24.4 | 175 | 7.1721
2012 | 3 | 19 | 2 | 27.8 | 27.8 | 199 | 7.1583
2012 | 3 | 19 | 3 | 48.6 | 48.6 | 349 | 7.1811
2012 | 3 | 19 | 4 | 55 | 55 | 395 | 7.1818
2012 | 3 | 19 | 5 | 64.1 | 64.1 | 459 | 7.1607
2012 | 3 | 19 | 6 | 74.8 | 74.8 | 529 | 7.0722
2012 | 3 | 19 | 7 | 109.8 | 109.8 | 756 | 6.8852
2012 | 3 | 19 | 8 | 130.7 | 130.7 | 884 | 6.7636
2012 | 3 | 19 | 9 | 145.7 | 145.7 | 973 | 6.6781
2012 | 3 | 19 | 10 | 149.1 | 149.1 | 991 | 6.6465
2012 | 3 | 19 | 11 | 135.2 | 135.2 | 913 | 6.753
2012 | 3 | 19 | 12 | 117.9 | 117.9 | 809 | 6.8617
2012 | 3 | 19 | 13 | 101.3 | 101.3 | 703 | 6.9398
2012 | 3 | 19 | 14 | 98.7 | 98.7 | 688 | 6.9706
2012 | 3 | 19 | 15 | 112.7 | 112.7 | 784 | 6.9565
2012 | 3 | 19 | 16 | 123.6 | 123.6 | 855 | 6.9175
2012 | 3 | 19 | 17 | 119.5 | 119.5 | 821 | 6.8703
2012 | 3 | 19 | 18 | 74.8 | 74.8 | 521 | 6.9652
2012 | 3 | 19 | 19 | 106.5 | 106.5 | 743 | 6.9765
2012 | 3 | 19 | 20 | 162 | 162 | 1070 | 6.6049
2012 | 3 | 19 | 21 | 156.2 | 156.2 | 1031 | 6.6005
2012 | 3 | 19 | 22 | 139.2 | 139.2 | 937 | 6.7313
2012 | 3 | 19 | 23 | 120.3 | 120.3 | 834 | 6.9327
2012 | 3 | 19 | 24 | 102.9 | 102.9 | 717 | 6.9679
2012 | 3 | 20 | 1 | 70.6 | 70.6 | 495 | 7.0113
2012 | 3 | 20 | 2 | 74.9 | 74.9 | 531 | 7.0895
2012 | 3 | 20 | 3 | 94.5 | 94.5 | 672 | 7.1111
2012 | 3 | 20 | 4 | 73 | 73 | 521 | 7.137
2012 | 3 | 20 | 5 | 76.2 | 76.2 | 545 | 7.1522
2012 | 3 | 20 | 6 | 60.6 | 60.6 | 430 | 7.0957
2012 | 3 | 20 | 7 | 149.6 | 149.6 | 1004 | 6.7112
2012 | 3 | 20 | 8 | 145.2 | 145.2 | 979 | 6.7424
2012 | 3 | 20 | 9 | 147.2 | 147.2 | 994 | 6.7527
2012 | 3 | 20 | 10 | 142.1 | 142.1 | 961 | 6.7628
2012 | 3 | 20 | 11 | 139.9 | 139.9 | 944 | 6.7477
2012 | 3 | 20 | 12 | 142.9 | 142.9 | 966 | 6.76
2012 | 3 | 20 | 13 | 171.7 | 171.7 | 1113 | 6.4822
2012 | 3 | 20 | 14 | 130.1 | 130.1 | 889 | 6.8332
2012 | 3 | 20 | 15 | 163.8 | 163.8 | 1078 | 6.5812
2012 | 3 | 20 | 16 | 114.7 | 114.7 | 791 | 6.8963
2012 | 3 | 20 | 17 | 116.1 | 116.1 | 809 | 6.9681
2012 | 3 | 20 | 18 | 109.1 | 109.1 | 760 | 6.9661
2012 | 3 | 20 | 19 | 132.6 | 132.6 | 909 | 6.8552
2012 | 3 | 20 | 20 | 167.9 | 167.9 | 1091 | 6.4979
2012 | 3 | 20 | 21 | 143.3 | 143.3 | 961 | 6.7062
2012 | 3 | 20 | 22 | 122.7 | 122.7 | 845 | 6.8867
2012 | 3 | 20 | 23 | 102.8 | 102.8 | 724 | 7.0428
2012 | 3 | 20 | 24 | 123.8 | 123.8 | 864 | 6.979
2012 | 3 | 21 | 1 | 100.1 | 100.1 | 706 | 7.0529
2012 | 3 | 21 | 2 | 116.9 | 116.9 | 818 | 6.9974
2012 | 3 | 21 | 3 | 114.7 | 114.7 | 788 | 6.8701
2012 | 3 | 21 | 4 | 124.9 | 124.9 | 872 | 6.9816
2012 | 3 | 21 | 5 | 108.3 | 108.3 | 759 | 7.0083
2012 | 3 | 21 | 6 | 112.2 | 112.2 | 793 | 7.0677
2012 | 3 | 21 | 7 | 148.9 | 148.9 | 997 | 6.6958
2012 | 3 | 21 | 8 | 158.4 | 158.4 | 1049 | 6.6225
2012 | 3 | 21 | 9 | 141.9 | 141.9 | 961 | 6.7724
2012 | 3 | 21 | 10 | 153.1 | 153.1 | 1084 | 7.0803
2012 | 3 | 21 | 11 | 154 | 154 | 1034 | 6.7143
2012 | 3 | 21 | 12 | 154.8 | 154.8 | 1035 | 6.686
2012 | 3 | 21 | 13 | 160 | 160 | 1057 | 6.6063
2012 | 3 | 21 | 14 | 134.2 | 134.2 | 918 | 6.8405
2012 | 3 | 21 | 15 | 136.5 | 136.5 | 951 | 6.967
2012 | 3 | 21 | 16 | 143.7 | 143.7 | 979 | 6.8128
2012 | 3 | 21 | 17 | 135.8 | 135.8 | 936 | 6.8925
2012 | 3 | 21 | 18 | 140.1 | 140.1 | 959 | 6.8451
2012 | 3 | 21 | 19 | 141.7 | 141.7 | 968 | 6.8313
2012 | 3 | 21 | 20 | 164.8 | 164.8 | 1087 | 6.5959
2012 | 3 | 21 | 21 | 149.4 | 149.4 | 1004 | 6.7202
2012 | 3 | 21 | 22 | 139.4 | 138.9 | 947 | 6.8179
2012 | 3 | 21 | 23 | 147.8 | 134.4 | 915 | 6.808
2012 | 3 | 21 | 24 | 148.6 | 133.5 | 913 | 6.839
2012 | 3 | 22 | 1 | 139.9 | 124.7 | 858 | 6.8805
2012 | 3 | 22 | 2 | 141.7 | 131.8 | 903 | 6.8513
2012 | 3 | 22 | 3 | 117.4 | 117.4 | 813 | 6.925
2012 | 3 | 22 | 4 | 118.8 | 118.8 | 828 | 6.9697
2012 | 3 | 22 | 5 | 128.5 | 128.5 | 891 | 6.9339
2012 | 3 | 22 | 6 | 125.7 | 108.8 | 752 | 6.9118
2012 | 3 | 22 | 7 | 128.6 | 121.3 | 836 | 6.892
2012 | 3 | 22 | 8 | 129.5 | 129.5 | 897 | 6.9266
2012 | 3 | 22 | 9 | 130.4 | 130.4 | 901 | 6.9095
2012 | 3 | 22 | 10 | 126.5 | 126.5 | 873 | 6.9012
2012 | 3 | 22 | 11 | 113.8 | 113.8 | 798 | 7.0123
2012 | 3 | 22 | 12 | 129.2 | 129.2 | 898 | 6.9505
2012 | 3 | 22 | 13 | 139.2 | 139.2 | 955 | 6.8606
2012 | 3 | 22 | 14 | 142.1 | 142.1 | 970 | 6.8262
2012 | 3 | 22 | 15 | 146.5 | 146.5 | 995 | 6.7918
2012 | 3 | 22 | 16 | 140.8 | 140.8 | 963 | 6.8395
2012 | 3 | 22 | 17 | 139.5 | 139.5 | 954 | 6.8387
2012 | 3 | 22 | 18 | 141.3 | 141.3 | 970 | 6.8648
2012 | 3 | 22 | 19 | 141.7 | 132.6 | 912 | 6.8778
2012 | 3 | 22 | 20 | 166.7 | 141.6 | 951 | 6.7161
2012 | 3 | 22 | 21 | 157.3 | 131.9 | 889 | 6.74
2012 | 3 | 22 | 22 | 155.9 | 130.5 | 884 | 6.7739
2012 | 3 | 22 | 23 | 149.8 | 124.4 | 810 | 6.5113
2012 | 3 | 22 | 24 | 147.5 | 122.2 | 835 | 6.8331
2012 | 3 | 23 | 1 | 154.2 | 128.9 | 877 | 6.8037
2012 | 3 | 23 | 2 | 161.9 | 136.6 | 921 | 6.7423
2012 | 3 | 23 | 3 | 157.6 | 145 | 970 | 6.6897
2012 | 3 | 23 | 4 | 150 | 147 | 987 | 6.7143
2012 | 3 | 23 | 5 | 123.8 | 123.8 | 857 | 6.9225
2012 | 3 | 23 | 6 | 129.7 | 129.7 | 894 | 6.8928
2012 | 3 | 23 | 7 | 128.7 | 128.7 | 881 | 6.8454
2012 | 3 | 23 | 8 | 141 | 141 | 963 | 6.8298
2012 | 3 | 23 | 9 | 143.9 | 143.9 | 976 | 6.7825
2012 | 3 | 23 | 10 | 135.1 | 135.1 | 927 | 6.8616
2012 | 3 | 23 | 11 | 146.1 | 146.1 | 994 | 6.8036
2012 | 3 | 23 | 12 | 162.1 | 162.1 | 1077 | 6.644
2012 | 3 | 23 | 13 | 168.9 | 168.9 | 1110 | 6.5719
2012 | 3 | 23 | 14 | 160.3 | 160.3 | 1065 | 6.6438
2012 | 3 | 23 | 15 | 142.4 | 142.4 | 967 | 6.7907
2012 | 3 | 23 | 16 | 134.7 | 134.7 | 928 | 6.8894
2012 | 3 | 23 | 17 | 122.3 | 122.3 | 848 | 6.9338
2012 | 3 | 23 | 18 | 128 | 128 | 890 | 6.9531
2012 | 3 | 23 | 19 | 133.1 | 133.1 | 918 | 6.8971
2012 | 3 | 23 | 20 | 149.3 | 149.3 | 1010 | 6.7649
2012 | 3 | 23 | 21 | 142.4 | 142.4 | 965 | 6.7767
2012 | 3 | 23 | 22 | 129.3 | 129.3 | 890 | 6.8832
2012 | 3 | 23 | 23 | 134.8 | 134.8 | 926 | 6.8694
2012 | 3 | 23 | 24 | 126.7 | 126.7 | 874 | 6.8982
2012 | 3 | 24 | 1 | 115.5 | 115.5 | 809 | 7.0043
2012 | 3 | 24 | 2 | 128.2 | 128.2 | 890 | 6.9423
2012 | 3 | 24 | 3 | 120.9 | 120.9 | 840 | 6.9479
2012 | 3 | 24 | 4 | 116.3 | 116.3 | 814 | 6.9991
2012 | 3 | 24 | 5 | 123.5 | 123.5 | 860 | 6.9636
2012 | 3 | 24 | 6 | 131.4 | 131.4 | 907 | 6.9026
2012 | 3 | 24 | 7 | 128.5 | 128.5 | 889 | 6.9183
2012 | 3 | 24 | 8 | 129.1 | 129.1 | 894 | 6.9249
2012 | 3 | 24 | 9 | 136.5 | 136.5 | 937 | 6.8645
2012 | 3 | 24 | 10 | 139.9 | 139.9 | 956 | 6.8335
2012 | 3 | 24 | 11 | 157.6 | 156.4 | 1049 | 6.7072
2012 | 3 | 24 | 12 | 164.3 | 136.4 | 917 | 6.7229
2012 | 3 | 24 | 13 | 142.7 | 131.8 | 898 | 6.8134
2012 | 3 | 24 | 14 | 160.5 | 150 | 1005 | 6.7
2012 | 3 | 24 | 15 | 153 | 141.9 | 960 | 6.7653
2012 | 3 | 24 | 16 | 133.4 | 120.9 | 833 | 6.89
2012 | 3 | 24 | 17 | 143.3 | 128.2 | 879 | 6.8565
2012 | 3 | 24 | 18 | 155.1 | 133.1 | 904 | 6.7919
2012 | 3 | 24 | 19 | 164.6 | 142.5 | 954 | 6.6947
2012 | 3 | 24 | 20 | 178.4 | 156.4 | 1025 | 6.5537
2012 | 3 | 24 | 21 | 162.3 | 140.3 | 932 | 6.6429
2012 | 3 | 24 | 22 | 151.7 | 121.9 | 824 | 6.7596
2012 | 3 | 24 | 23 | 163.2 | 122.9 | 832 | 6.7697
2012 | 3 | 24 | 24 | 161.7 | 121.4 | 819 | 6.7463
2012 | 3 | 25 | 1 | 164.9 | 124.6 | 841 | 6.7496
2012 | 3 | 25 | 2 | 165.3 | 124.9 | 846 | 6.7734
2012 | 3 | 25 | 3 | 172.6 | 132.1 | 886 | 6.707
2012 | 3 | 25 | 4 | 163.2 | 122.8 | 832 | 6.7752
2012 | 3 | 25 | 5 | 157.4 | 117.1 | 792 | 6.7635
2012 | 3 | 25 | 6 | 154.6 | 114.4 | 772 | 6.7483
2012 | 3 | 25 | 7 | 147.3 | 107.1 | 725 | 6.7694
2012 | 3 | 25 | 8 | 167.9 | 127.7 | 855 | 6.6954
2012 | 3 | 25 | 9 | 165.7 | 132.5 | 880 | 6.6415
2012 | 3 | 25 | 10 | 141.8 | 129.5 | 880 | 6.7954
2012 | 3 | 25 | 11 | 142.6 | 132.1 | 899 | 6.8055
2012 | 3 | 25 | 12 | 146.9 | 136.4 | 930 | 6.8182
2012 | 3 | 25 | 13 | 148.3 | 138 | 940 | 6.8116
2012 | 3 | 25 | 14 | 151 | 151 | 1020 | 6.755
2012 | 3 | 25 | 15 | 144.9 | 144.9 | 980 | 6.7633
2012 | 3 | 25 | 16 | 117.4 | 117.4 | 812 | 6.9165
2012 | 3 | 25 | 17 | 130.1 | 130.1 | 892 | 6.8563
2012 | 3 | 25 | 18 | 126.8 | 126.8 | 873 | 6.8849
2012 | 3 | 25 | 19 | 133.8 | 133.8 | 921 | 6.8834
2012 | 3 | 25 | 20 | 130.5 | 130.5 | 895 | 6.8582
2012 | 3 | 25 | 21 | 110.1 | 110.1 | 765 | 6.9482
2012 | 3 | 25 | 22 | 113.4 | 113.4 | 792 | 6.9841
2012 | 3 | 25 | 23 | 136.5 | 136.5 | 941 | 6.8938
2012 | 3 | 25 | 24 | 124.4 | 124.4 | 864 | 6.9453
2012 | 3 | 26 | 1 | 78.9 | 78.9 | 556 | 7.0469
2012 | 3 | 26 | 2 | 96.9 | 93.4 | 666 | 7.1306
2012 | 3 | 26 | 3 | 160.8 | 118.6 | 814 | 6.8634
2012 | 3 | 26 | 4 | 135 | 96.9 | 664 | 6.8524
2012 | 3 | 26 | 5 | 132.9 | 84.8 | 587 | 6.9222
2012 | 3 | 26 | 6 | 154.9 | 118.6 | 808 | 6.8128
2012 | 3 | 26 | 7 | 154.7 | 134.1 | 905 | 6.7487
2012 | 3 | 26 | 8 | 135.1 | 114.8 | 787 | 6.8554
2012 | 3 | 26 | 9 | 150.3 | 130 | 884 | 6.8
2012 | 3 | 26 | 10 | 156.8 | 136.5 | 923 | 6.7619
2012 | 3 | 26 | 11 | 160 | 139.9 | 939 | 6.7119
2012 | 3 | 26 | 12 | 154.2 | 134 | 903 | 6.7388
2012 | 3 | 26 | 13 | 137.5 | 117.3 | 800 | 6.8201
2012 | 3 | 26 | 14 | 146.4 | 126.2 | 865 | 6.8542
2012 | 3 | 26 | 15 | 162.7 | 142.5 | 958 | 6.7228
2012 | 3 | 26 | 16 | 160.7 | 140.5 | 946 | 6.7331
2012 | 3 | 26 | 17 | 159.7 | 139.5 | 937 | 6.7168
2012 | 3 | 26 | 18 | 154.3 | 134.1 | 905 | 6.7487
2012 | 3 | 26 | 19 | 157.5 | 138.6 | 929 | 6.7027
2012 | 3 | 26 | 20 | 170.4 | 161.6 | 1048 | 6.4851
2012 | 3 | 26 | 21 | 161.3 | 161.3 | 1050 | 6.5096
2012 | 3 | 26 | 22 | 133.1 | 124.6 | 838 | 6.7255
2012 | 3 | 26 | 23 | 116.7 | 89.2 | 612 | 6.861
2012 | 3 | 26 | 24 | 115.4 | 84.1 | 586 | 6.9679
2012 | 3 | 27 | 1 | 144.2 | 112.9 | 773 | 6.8468
2012 | 3 | 27 | 2 | 141.5 | 110.1 | 752 | 6.8302
2012 | 3 | 27 | 3 | 152.6 | 121.9 | 830 | 6.8089
2012 | 3 | 27 | 4 | 156.4 | 126.3 | 857 | 6.7854
2012 | 3 | 27 | 5 | 155.6 | 129.8 | 876 | 6.7488
2012 | 3 | 27 | 6 | 135 | 134.2 | 944 | 7.0343
2012 | 3 | 27 | 7 | 152.3 | 152.3 | 1023 | 6.717
2012 | 3 | 27 | 8 | 157.1 | 157.1 | 1045 | 6.6518
2012 | 3 | 27 | 9 | 143 | 143 | 965 | 6.7483
2012 | 3 | 27 | 10 | 140.5 | 140.5 | 953 | 6.7829
2012 | 3 | 27 | 11 | 150.8 | 150.8 | 1014 | 6.7241
2012 | 3 | 27 | 12 | 154.5 | 154.5 | 1033 | 6.6861
2012 | 3 | 27 | 13 | 159.8 | 159.8 | 1058 | 6.6208
2012 | 3 | 27 | 14 | 156 | 156 | 1038 | 6.6538
2012 | 3 | 27 | 15 | 155.3 | 155.3 | 1038 | 6.6838
2012 | 3 | 27 | 16 | 157.6 | 157.6 | 1050 | 6.6624
2012 | 3 | 27 | 17 | 156.4 | 156.4 | 1045 | 6.6816
2012 | 3 | 27 | 18 | 161.6 | 146.5 | 975 | 6.6553
2012 | 3 | 27 | 19 | 133.2 | 117.7 | 811 | 6.8904
2012 | 3 | 27 | 20 | 150.2 | 134.6 | 920 | 6.8351
2012 | 3 | 27 | 21 | 154.2 | 138.7 | 941 | 6.7844
2012 | 3 | 27 | 22 | 156.2 | 140.6 | 950 | 6.7568
2012 | 3 | 27 | 23 | 159.1 | 143.4 | 968 | 6.7503
2012 | 3 | 27 | 24 | 161 | 132.6 | 893 | 6.7345
2012 | 3 | 28 | 1 | 159.9 | 122.3 | 831 | 6.7948
2012 | 3 | 28 | 2 | 160.3 | 109.8 | 744 | 6.776
2012 | 3 | 28 | 3 | 159.5 | 109.1 | 744 | 6.8194
2012 | 3 | 28 | 4 | 168.5 | 112.6 | 761 | 6.7584
2012 | 3 | 28 | 5 | 166.6 | 115.2 | 778 | 6.7535
2012 | 3 | 28 | 6 | 160.4 | 102.8 | 693 | 6.7412
2012 | 3 | 28 | 7 | 183.2 | 107 | 717 | 6.7009
2012 | 3 | 28 | 8 | 195.4 | 114.3 | 754 | 6.5967
2012 | 3 | 28 | 9 | 203.6 | 136.6 | 891 | 6.5227
2012 | 3 | 28 | 10 | 164.3 | 116.6 | 778 | 6.6724
2012 | 3 | 28 | 11 | 166.2 | 126.7 | 853 | 6.7324
2012 | 3 | 28 | 12 | 148.8 | 109.2 | 742 | 6.7949
2012 | 3 | 28 | 13 | 169.9 | 131.3 | 882 | 6.7174
2012 | 3 | 28 | 14 | 135.8 | 106.6 | 729 | 6.8386
2012 | 3 | 28 | 15 | 165.8 | 125 | 844 | 6.752
2012 | 3 | 28 | 16 | 169.6 | 128.7 | 863 | 6.7055
2012 | 3 | 28 | 17 | 163.1 | 122.1 | 826 | 6.7649
2012 | 3 | 28 | 18 | 168.9 | 127.9 | 858 | 6.7084
2012 | 3 | 28 | 19 | 162.8 | 121.7 | 821 | 6.7461
2012 | 3 | 28 | 20 | 187.4 | 146.7 | 963 | 6.5644
2012 | 3 | 28 | 21 | 165 | 144.1 | 954 | 6.6204
2012 | 3 | 28 | 22 | 168.7 | 148 | 973 | 6.5743
2012 | 3 | 28 | 23 | 137.7 | 117 | 801 | 6.8462
2012 | 3 | 28 | 24 | 150.3 | 129.5 | 882 | 6.8108
2012 | 3 | 29 | 1 | 160.9 | 140.1 | 945 | 6.7452
2012 | 3 | 29 | 2 | 182.2 | 161.4 | 1058 | 6.5551
2012 | 3 | 29 | 3 | 178.6 | 151.4 | 1001 | 6.6116
2012 | 3 | 29 | 4 | 180.1 | 134.8 | 895 | 6.6395
2012 | 3 | 29 | 5 | 179.4 | 128.3 | 853 | 6.6485
2012 | 3 | 29 | 6 | 173.3 | 122.2 | 816 | 6.6776
2012 | 3 | 29 | 7 | 178.6 | 127.5 | 848 | 6.651
2012 | 3 | 29 | 8 | 192.1 | 157.6 | 1023 | 6.4911
2012 | 3 | 29 | 9 | 172.8 | 151.9 | 998 | 6.5701
2012 | 3 | 29 | 10 | 142.4 | 121.5 | 817 | 6.7243
2012 | 3 | 29 | 11 | 159.2 | 139.1 | 925 | 6.6499
2012 | 3 | 29 | 12 | 147.9 | 147.9 | 985 | 6.6599
2012 | 3 | 29 | 13 | 119.5 | 119.5 | 824 | 6.8954
2012 | 3 | 29 | 14 | 144.1 | 144.1 | 973 | 6.7523
2012 | 3 | 29 | 15 | 148.9 | 148.9 | 998 | 6.7025
2012 | 3 | 29 | 16 | 152 | 152 | 1016 | 6.6842
2012 | 3 | 29 | 17 | 147.1 | 147.1 | 989 | 6.7233
2012 | 3 | 29 | 18 | 153.8 | 153.8 | 1024 | 6.658
2012 | 3 | 29 | 19 | 163.2 | 163.2 | 1076 | 6.5931
2012 | 3 | 29 | 20 | 136.5 | 136.5 | 928 | 6.7985
2012 | 3 | 29 | 21 | 126.8 | 126.8 | 876 | 6.9085
2012 | 3 | 29 | 22 | 122.3 | 122.3 | 849 | 6.9419
2012 | 3 | 29 | 23 | 125.3 | 125.3 | 870 | 6.9433
2012 | 3 | 29 | 24 | 132.8 | 131 | 905 | 6.9084
2012 | 3 | 30 | 1 | 127 | 115.3 | 799 | 6.9297
2012 | 3 | 30 | 2 | 152.9 | 110.5 | 755 | 6.8326
2012 | 3 | 30 | 3 | 155.8 | 113.4 | 772 | 6.8078
2012 | 3 | 30 | 4 | 151.1 | 108.7 | 741 | 6.8169
2012 | 3 | 30 | 5 | 171 | 128.6 | 868 | 6.7496
2012 | 3 | 30 | 6 | 176.4 | 134.1 | 890 | 6.6368
2012 | 3 | 30 | 7 | 154.6 | 112.3 | 754 | 6.7142
2012 | 3 | 30 | 8 | 126.9 | 103.4 | 706 | 6.8279
2012 | 3 | 30 | 9 | 142.4 | 131.6 | 895 | 6.8009
2012 | 3 | 30 | 10 | 155.8 | 145.7 | 979 | 6.7193
2012 | 3 | 30 | 11 | 163.2 | 153.2 | 1008 | 6.5796
2012 | 3 | 30 | 12 | 145.4 | 135.4 | 916 | 6.7651
2012 | 3 | 30 | 13 | 162.6 | 129.1 | 869 | 6.7312
2012 | 3 | 30 | 14 | 188.4 | 147.1 | 964 | 6.5534
2012 | 3 | 30 | 15 | 176.8 | 135.4 | 897 | 6.6248
2012 | 3 | 30 | 16 | 176.1 | 134.6 | 892 | 6.627
2012 | 3 | 30 | 17 | 183.9 | 147.2 | 966 | 6.5625
2012 | 3 | 30 | 18 | 181.5 | 141.6 | 936 | 6.6102
2012 | 3 | 30 | 19 | 195.2 | 137.7 | 904 | 6.565
2012 | 3 | 30 | 20 | 196.5 | 138.2 | 904 | 6.5412
2012 | 3 | 30 | 21 | 191.2 | 149.8 | 974 | 6.502
2012 | 3 | 30 | 22 | 182.1 | 146.4 | 963 | 6.5779
2012 | 3 | 30 | 23 | 187 | 147.7 | 968 | 6.5538
2012 | 3 | 30 | 24 | 190.3 | 138.2 | 907 | 6.563
2012 | 3 | 31 | 1 | 173 | 134.9 | 897 | 6.6494
2012 | 3 | 31 | 2 | 185 | 128.1 | 849 | 6.6276
2012 | 3 | 31 | 3 | 178.1 | 121.3 | 808 | 6.6612
2012 | 3 | 31 | 4 | 163 | 125.6 | 868 | 6.9108
2012 | 3 | 31 | 5 | 170.8 | 141.3 | 942 | 6.6667
2012 | 3 | 31 | 6 | 158.5 | 129 | 867 | 6.7209
2012 | 3 | 31 | 7 | 141.7 | 112.2 | 766 | 6.8271
2012 | 3 | 31 | 8 | 173.9 | 144.4 | 961 | 6.6551
2012 | 3 | 31 | 9 | 183.9 | 154.4 | 1063 | 6.8847
2012 | 3 | 31 | 10 | 210.4 | 181.7 | 1126 | 6.197
2012 | 3 | 31 | 11 | 207.3 | 182.3 | 1123 | 6.1602
2012 | 3 | 31 | 12 | 203.1 | 178.1 | 1110 | 6.2325
2012 | 3 | 31 | 13 | 193.9 | 168.9 | 1076 | 6.3706
2012 | 3 | 31 | 14 | 188.1 | 159.1 | 1028 | 6.4613
2012 | 3 | 31 | 15 | 170.6 | 139.3 | 923 | 6.626
2012 | 3 | 31 | 16 | 169.6 | 147.3 | 975 | 6.6191
2012 | 3 | 31 | 17 | 157.3 | 157.2 | 1044 | 6.6412
2012 | 3 | 31 | 18 | 149.8 | 149.8 | 1008 | 6.729
2012 | 3 | 31 | 19 | 171 | 159.7 | 1053 | 6.5936
2012 | 3 | 31 | 20 | 168.2 | 168.2 | 1099 | 6.5339
2012 | 3 | 31 | 21 | 163.2 | 163.2 | 1076 | 6.5931
2012 | 3 | 31 | 22 | 172.9 | 172.9 | 1121 | 6.4835
2012 | 3 | 31 | 23 | 174.4 | 174.4 | 1123 | 6.4392
2012 | 3 | 31 | 24 | 174.9 | 174.9 | 1124 | 6.4265
2012 | 4 | 1 | 1 | 170.6 | 170.6 | 1100 | 6.4478
2012 | 4 | 1 | 2 | 152.4 | 152.4 | 1011 | 6.6339
2012 | 4 | 1 | 3 | 147.3 | 147.3 | 982 | 6.6667
2012 | 4 | 1 | 4 | 111.6 | 111.6 | 760 | 6.81
2012 | 4 | 1 | 5 | 89.3 | 89.3 | 621 | 6.9541
2012 | 4 | 1 | 6 | 88.2 | 88.2 | 618 | 7.0068
2012 | 4 | 1 | 7 | 90.5 | 90.5 | 648 | 7.1602
2012 | 4 | 1 | 8 | 117.5 | 117.5 | 801 | 6.817
2012 | 4 | 1 | 9 | 115.1 | 115.1 | 786 | 6.8288
2012 | 4 | 1 | 10 | 128.3 | 128.3 | 873 | 6.8044
2012 | 4 | 1 | 11 | 126.8 | 126.8 | 865 | 6.8218
2012 | 4 | 1 | 12 | 114.8 | 114.8 | 782 | 6.8118
2012 | 4 | 1 | 13 | 76.7 | 76.7 | 530 | 6.91
2012 | 4 | 1 | 14 | 79.4 | 79.4 | 558 | 7.0277
2012 | 4 | 1 | 15 | 104.1 | 104.1 | 724 | 6.9549
2012 | 4 | 1 | 16 | 95.3 | 95.3 | 664 | 6.9675
2012 | 4 | 1 | 17 | 107.6 | 107.6 | 751 | 6.9796
2012 | 4 | 1 | 18 | 110.3 | 110.3 | 764 | 6.9266
2012 | 4 | 1 | 19 | 119.9 | 119.9 | 826 | 6.8891
2012 | 4 | 1 | 20 | 158.9 | 158.9 | 1044 | 6.5702
2012 | 4 | 1 | 21 | 156.9 | 156.9 | 1031 | 6.5711
2012 | 4 | 1 | 22 | 166.9 | 166.9 | 1076 | 6.447
2012 | 4 | 1 | 23 | 127.7 | 127.7 | 868 | 6.7972
2012 | 4 | 1 | 24 | 97.8 | 97.8 | 673 | 6.8814
2012 | 4 | 2 | 1 | 91.6 | 91.6 | 643 | 7.0197
2012 | 4 | 2 | 2 | 117 | 117 | 806 | 6.8889
2012 | 4 | 2 | 3 | 145.4 | 145.4 | 981 | 6.7469
2012 | 4 | 2 | 4 | 142 | 142 | 957 | 6.7394
2012 | 4 | 2 | 5 | 154.8 | 154.8 | 1023 | 6.6085
2012 | 4 | 2 | 6 | 144.9 | 144.9 | 970 | 6.6943
2012 | 4 | 2 | 7 | 163.4 | 163.4 | 1060 | 6.4871
2012 | 4 | 2 | 8 | 145.3 | 145.3 | 966 | 6.6483
2012 | 4 | 2 | 9 | 152.3 | 152.2 | 1006 | 6.6097
2012 | 4 | 2 | 10 | 149.8 | 149.5 | 989 | 6.6154
2012 | 4 | 2 | 11 | 145 | 144.7 | 962 | 6.6482
2012 | 4 | 2 | 12 | 144.9 | 144.6 | 967 | 6.6874
2012 | 4 | 2 | 13 | 139.5 | 139.2 | 941 | 6.7601
2012 | 4 | 2 | 14 | 142.1 | 141.8 | 956 | 6.7419
2012 | 4 | 2 | 15 | 149.4 | 149.1 | 996 | 6.6801
2012 | 4 | 2 | 16 | 139.2 | 138.9 | 939 | 6.7603
2012 | 4 | 2 | 17 | 145.9 | 145.6 | 979 | 6.7239
2012 | 4 | 2 | 18 | 149.5 | 149.2 | 1001 | 6.7091
2012 | 4 | 2 | 19 | 142.1 | 141.8 | 955 | 6.7348
2012 | 4 | 2 | 20 | 149.3 | 149 | 999 | 6.7047
2012 | 4 | 2 | 21 | 157.6 | 157.3 | 1042 | 6.6243
2012 | 4 | 2 | 22 | 146.2 | 145.9 | 979 | 6.7101
2012 | 4 | 2 | 23 | 143.3 | 139.8 | 944 | 6.7525
2012 | 4 | 2 | 24 | 171.1 | 148.4 | 984 | 6.6307
2012 | 4 | 3 | 1 | 182.6 | 152.7 | 1002 | 6.5619
2012 | 4 | 3 | 2 | 193.5 | 150.5 | 980 | 6.5116
2012 | 4 | 3 | 3 | 186.8 | 151.1 | 978 | 6.4725
2012 | 4 | 3 | 4 | 182.7 | 152 | 989 | 6.5066
2012 | 4 | 3 | 5 | 184.9 | 163.2 | 1042 | 6.3848
2012 | 4 | 3 | 6 | 140.3 | 140 | 937 | 6.6929
2012 | 4 | 3 | 7 | 153.4 | 153.1 | 1015 | 6.6297
2012 | 4 | 3 | 8 | 147.1 | 146.8 | 977 | 6.6553
2012 | 4 | 3 | 9 | 159.9 | 159.6 | 1039 | 6.51
2012 | 4 | 3 | 10 | 158.1 | 157.8 | 1035 | 6.5589
2012 | 4 | 3 | 11 | 161.2 | 160.9 | 1053 | 6.5444
2012 | 4 | 3 | 12 | 157.9 | 157.6 | 1035 | 6.5673
2012 | 4 | 3 | 13 | 160.6 | 160.3 | 1051 | 6.5565
2012 | 4 | 3 | 14 | 159 | 158.7 | 1044 | 6.5784
2012 | 4 | 3 | 15 | 159.8 | 159.5 | 1049 | 6.5768
2012 | 4 | 3 | 16 | 153.6 | 153.3 | 1018 | 6.6406
2012 | 4 | 3 | 17 | 155 | 154.7 | 1026 | 6.6322
2012 | 4 | 3 | 18 | 153.4 | 153.1 | 1019 | 6.6558
2012 | 4 | 3 | 19 | 134.7 | 134.4 | 913 | 6.7932
2012 | 4 | 3 | 20 | 138.5 | 138.2 | 938 | 6.7873
2012 | 4 | 3 | 21 | 143.9 | 143.6 | 971 | 6.7618
2012 | 4 | 3 | 22 | 161.2 | 160.9 | 1059 | 6.5817
2012 | 4 | 3 | 23 | 170.3 | 170 | 1100 | 6.4706
2012 | 4 | 3 | 24 | 177.5 | 177.2 | 1128 | 6.3657
2012 | 4 | 4 | 1 | 173.9 | 173.6 | 1107 | 6.3767
2012 | 4 | 4 | 2 | 171.4 | 171.1 | 1095 | 6.3998
2012 | 4 | 4 | 3 | 173.4 | 173.1 | 1105 | 6.3836
2012 | 4 | 4 | 4 | 177.1 | 176.8 | 1115 | 6.3066
2012 | 4 | 4 | 5 | 170.3 | 170 | 1093 | 6.4294
2012 | 4 | 4 | 6 | 151.3 | 151 | 1003 | 6.6424
2012 | 4 | 4 | 7 | 142.9 | 142.6 | 958 | 6.7181
2012 | 4 | 4 | 8 | 128.3 | 128 | 873 | 6.8203
2012 | 4 | 4 | 9 | 134.8 | 134.5 | 912 | 6.7807
2012 | 4 | 4 | 10 | 137.5 | 137.2 | 927 | 6.7566
2012 | 4 | 4 | 11 | 139.6 | 139.3 | 942 | 6.7624
2012 | 4 | 4 | 12 | 140 | 139.7 | 945 | 6.7645
2012 | 4 | 4 | 13 | 132.1 | 131.8 | 896 | 6.7982
2012 | 4 | 4 | 14 | 124.1 | 123.8 | 849 | 6.8578
2012 | 4 | 4 | 15 | 143.5 | 143.2 | 969 | 6.7668
2012 | 4 | 4 | 16 | 155.4 | 155.1 | 1034 | 6.6667
2012 | 4 | 4 | 17 | 139.2 | 138.9 | 940 | 6.7675
2012 | 4 | 4 | 18 | 131.5 | 131.2 | 898 | 6.8445
2012 | 4 | 4 | 19 | 151.8 | 151.5 | 1013 | 6.6865
2012 | 4 | 4 | 20 | 157.3 | 157 | 1033 | 6.5796
2012 | 4 | 4 | 21 | 171.2 | 170.9 | 1094 | 6.4014
2012 | 4 | 4 | 22 | 160.3 | 160 | 1041 | 6.5062
2012 | 4 | 4 | 23 | 160 | 159.7 | 1051 | 6.5811
2012 | 4 | 4 | 24 | 158.7 | 158.4 | 1038 | 6.553
2012 | 4 | 5 | 1 | 134.6 | 134.3 | 909 | 6.7684
2012 | 4 | 5 | 2 | 148.3 | 148 | 994 | 6.7162
2012 | 4 | 5 | 3 | 149.5 | 149.2 | 1006 | 6.7426
2012 | 4 | 5 | 4 | 147.4 | 147.1 | 986 | 6.7029
2012 | 4 | 5 | 5 | 154.1 | 153.8 | 1023 | 6.6515
2012 | 4 | 5 | 6 | 149.4 | 149.1 | 999 | 6.7002
2012 | 4 | 5 | 7 | 147.6 | 147.3 | 988 | 6.7074
2012 | 4 | 5 | 8 | 160.3 | 160 | 1051 | 6.5687
2012 | 4 | 5 | 9 | 166.7 | 166.4 | 1076 | 6.4663
2012 | 4 | 5 | 10 | 177.3 | 177 | 1114 | 6.2938
2012 | 4 | 5 | 11 | 166.2 | 165.9 | 1069 | 6.4436
2012 | 4 | 5 | 12 | 154.4 | 154.1 | 1013 | 6.5737
2012 | 4 | 5 | 13 | 165.5 | 165.2 | 1074 | 6.5012
2012 | 4 | 5 | 14 | 163.9 | 163.6 | 1064 | 6.5037
2012 | 4 | 5 | 15 | 162.7 | 162.4 | 1062 | 6.5394
2012 | 4 | 5 | 16 | 176.3 | 176 | 1121 | 6.3693
2012 | 4 | 5 | 17 | 165.2 | 164.9 | 1072 | 6.5009
2012 | 4 | 5 | 18 | 165.8 | 165.5 | 1077 | 6.5076
2012 | 4 | 5 | 19 | 148.9 | 148.6 | 989 | 6.6555
2012 | 4 | 5 | 20 | 160.5 | 160.2 | 1052 | 6.5668
2012 | 4 | 5 | 21 | 169.2 | 168.9 | 1093 | 6.4713
2012 | 4 | 5 | 22 | 172.3 | 172 | 1105 | 6.4244
2012 | 4 | 5 | 23 | 180 | 174.8 | 1114 | 6.373
2012 | 4 | 5 | 24 | 188.8 | 155.9 | 1006 | 6.4529
2012 | 4 | 6 | 1 | 189.6 | 153.4 | 990 | 6.4537
2012 | 4 | 6 | 2 | 177.3 | 154.6 | 1005 | 6.5006
2012 | 4 | 6 | 3 | 162 | 140.1 | 931 | 6.6453
2012 | 4 | 6 | 4 | 165.9 | 144.2 | 954 | 6.6158
2012 | 4 | 6 | 5 | 160 | 138.3 | 922 | 6.6667
2012 | 4 | 6 | 6 | 161.5 | 142.3 | 945 | 6.6409
2012 | 4 | 6 | 7 | 151.4 | 141 | 945 | 6.7021
2012 | 4 | 6 | 8 | 171.4 | 160.9 | 1050 | 6.5258
2012 | 4 | 6 | 9 | 160.7 | 159.1 | 1044 | 6.5619
2012 | 4 | 6 | 10 | 162.1 | 161.8 | 1057 | 6.5328
2012 | 4 | 6 | 11 | 148.1 | 147.8 | 986 | 6.6712
2012 | 4 | 6 | 12 | 147.5 | 147.2 | 983 | 6.678
2012 | 4 | 6 | 13 | 142.5 | 142.2 | 954 | 6.7089
2012 | 4 | 6 | 14 | 155.4 | 155.1 | 1026 | 6.6151
2012 | 4 | 6 | 15 | 154.6 | 154.3 | 1022 | 6.6235
2012 | 4 | 6 | 16 | 151.5 | 151.2 | 1007 | 6.6601
2012 | 4 | 6 | 17 | 156.9 | 156.6 | 1032 | 6.59
2012 | 4 | 6 | 18 | 153.9 | 153.6 | 1003 | 6.5299
2012 | 4 | 6 | 19 | 155.4 | 155.1 | 1024 | 6.6022
2012 | 4 | 6 | 20 | 189.9 | 180.5 | 1127 | 6.2438
2012 | 4 | 6 | 21 | 195 | 183 | 1131 | 6.1803
2012 | 4 | 6 | 22 | 195.9 | 180.1 | 1115 | 6.191
2012 | 4 | 6 | 23 | 191.1 | 172.9 | 1090 | 6.3042
2012 | 4 | 6 | 24 | 196.2 | 174 | 1089 | 6.2586
2012 | 4 | 7 | 1 | 203.5 | 173.5 | 1081 | 6.2305
2012 | 4 | 7 | 2 | 203.8 | 173.7 | 1082 | 6.2291
2012 | 4 | 7 | 3 | 201.4 | 177 | 1095 | 6.1864
2012 | 4 | 7 | 4 | 182 | 174.7 | 1100 | 6.2965
2012 | 4 | 7 | 5 | 151.2 | 150.9 | 997 | 6.607
2012 | 4 | 7 | 6 | 150.8 | 149 | 995 | 6.6779
2012 | 4 | 7 | 7 | 153.5 | 152.9 | 1018 | 6.6579
2012 | 4 | 7 | 8 | 148.7 | 148.4 | 989 | 6.6644
2012 | 4 | 7 | 9 | 128.7 | 128.4 | 869 | 6.7679
2012 | 4 | 7 | 10 | 128.3 | 128 | 874 | 6.8281
2012 | 4 | 7 | 11 | 128.2 | 127.9 | 878 | 6.8647
2012 | 4 | 7 | 12 | 137.1 | 136.8 | 925 | 6.7617
2012 | 4 | 7 | 13 | 129.6 | 129.3 | 882 | 6.8213
2012 | 4 | 7 | 14 | 140.1 | 139.8 | 945 | 6.7597
2012 | 4 | 7 | 15 | 137.7 | 137.4 | 931 | 6.7758
2012 | 4 | 7 | 16 | 154 | 153.7 | 1027 | 6.6818
2012 | 4 | 7 | 17 | 183.4 | 168.7 | 1084 | 6.4256
2012 | 4 | 7 | 18 | 161.8 | 139.3 | 925 | 6.6403
2012 | 4 | 7 | 19 | 163.1 | 140.6 | 935 | 6.6501
2012 | 4 | 7 | 20 | 169.4 | 138.6 | 920 | 6.6378
2012 | 4 | 7 | 21 | 182.6 | 157.4 | 1019 | 6.474
2012 | 4 | 7 | 22 | 195.3 | 173.3 | 1087 | 6.2724
2012 | 4 | 7 | 23 | 188.5 | 166.5 | 1057 | 6.3483
2012 | 4 | 7 | 24 | 175.9 | 148.8 | 972 | 6.5323
2012 | 4 | 8 | 1 | 169.6 | 145.6 | 955 | 6.5591
2012 | 4 | 8 | 2 | 155.6 | 143 | 953 | 6.6643
2012 | 4 | 8 | 3 | 154.1 | 142.9 | 957 | 6.697
2012 | 4 | 8 | 4 | 151.7 | 140.5 | 943 | 6.7117
2012 | 4 | 8 | 5 | 153.3 | 147.2 | 983 | 6.678
2012 | 4 | 8 | 6 | 159.1 | 158.8 | 1047 | 6.5932
2012 | 4 | 8 | 7 | 165.5 | 165.2 | 1076 | 6.5133
2012 | 4 | 8 | 8 | 165.3 | 165 | 1073 | 6.503
2012 | 4 | 8 | 9 | 131.8 | 131.5 | 893 | 6.7909
2012 | 4 | 8 | 10 | 140.1 | 136 | 924 | 6.7941
2012 | 4 | 8 | 11 | 150.4 | 139.6 | 941 | 6.7407
2012 | 4 | 8 | 12 | 153.6 | 142.8 | 962 | 6.7367
2012 | 4 | 8 | 13 | 156.9 | 146.1 | 976 | 6.6804
2012 | 4 | 8 | 14 | 146.8 | 136 | 916 | 6.7353
2012 | 4 | 8 | 15 | 150.6 | 134.1 | 907 | 6.7636
2012 | 4 | 8 | 16 | 155.2 | 133.2 | 896 | 6.7267
2012 | 4 | 8 | 17 | 156.1 | 134.1 | 900 | 6.7114
2012 | 4 | 8 | 18 | 145 | 123 | 834 | 6.7805
2012 | 4 | 8 | 19 | 151.8 | 129.8 | 876 | 6.7488
2012 | 4 | 8 | 20 | 149.8 | 127.8 | 862 | 6.7449
2012 | 4 | 8 | 21 | 154.5 | 135.4 | 910 | 6.7208
2012 | 4 | 8 | 22 | 149 | 138.5 | 933 | 6.7365
2012 | 4 | 8 | 23 | 139.4 | 128.9 | 876 | 6.796
2012 | 4 | 8 | 24 | 142.5 | 132.1 | 900 | 6.813
2012 | 4 | 9 | 1 | 156.5 | 140.9 | 945 | 6.7069
2012 | 4 | 9 | 2 | 157.8 | 128.1 | 862 | 6.7291
2012 | 4 | 9 | 3 | 169.8 | 138.9 | 923 | 6.6451
2012 | 4 | 9 | 4 | 178.6 | 147.7 | 969 | 6.5606
2012 | 4 | 9 | 5 | 164.5 | 131.5 | 875 | 6.654
2012 | 4 | 9 | 6 | 173.6 | 131.2 | 873 | 6.654
2012 | 4 | 9 | 7 | 177.1 | 136.9 | 900 | 6.5741
2012 | 4 | 9 | 8 | 173.7 | 145.3 | 959 | 6.6001
2012 | 4 | 9 | 9 | 172.4 | 136.1 | 899 | 6.6054
2012 | 4 | 9 | 10 | 167.2 | 124.9 | 835 | 6.6853
2012 | 4 | 9 | 11 | 173.8 | 131.5 | 872 | 6.6312
2012 | 4 | 9 | 12 | 175.5 | 133.1 | 883 | 6.6341
2012 | 4 | 9 | 13 | 189.6 | 147.2 | 963 | 6.5421
2012 | 4 | 9 | 14 | 187.6 | 145.3 | 937 | 6.4487
2012 | 4 | 9 | 15 | 176.3 | 134 | 885 | 6.6045
2012 | 4 | 9 | 16 | 189.6 | 147.3 | 956 | 6.4902
2012 | 4 | 9 | 17 | 195.8 | 155 | 992 | 6.4
2012 | 4 | 9 | 18 | 186.5 | 145.9 | 945 | 6.477
2012 | 4 | 9 | 19 | 177.2 | 136.7 | 896 | 6.5545
2012 | 4 | 9 | 20 | 167.6 | 128.1 | 849 | 6.6276
2012 | 4 | 9 | 21 | 169.7 | 131.6 | 872 | 6.6261
2012 | 4 | 9 | 22 | 165.3 | 127.2 | 848 | 6.6667
2012 | 4 | 9 | 23 | 152.6 | 131.7 | 884 | 6.7122
2012 | 4 | 9 | 24 | 161.1 | 148.4 | 989 | 6.6644
2012 | 4 | 10 | 1 | 170.3 | 143.2 | 914 | 6.3827
2012 | 4 | 10 | 2 | 162.8 | 141.5 | 941 | 6.6502
2012 | 4 | 10 | 3 | 163.5 | 162.6 | 1068 | 6.5683
2012 | 4 | 10 | 4 | 170.4 | 170.1 | 1098 | 6.455
2012 | 4 | 10 | 5 | 180.3 | 180 | 1135 | 6.3056
2012 | 4 | 10 | 6 | 175.5 | 175.2 | 1113 | 6.3527
2012 | 4 | 10 | 7 | 175.7 | 175.4 | 1114 | 6.3512
2012 | 4 | 10 | 8 | 175.3 | 175 | 1116 | 6.3771
2012 | 4 | 10 | 9 | 181 | 179.3 | 1132 | 6.3134
2012 | 4 | 10 | 10 | 179.6 | 179.3 | 1127 | 6.2856
2012 | 4 | 10 | 11 | 181.8 | 181.5 | 1136 | 6.259
2012 | 4 | 10 | 12 | 180.1 | 179.8 | 1131 | 6.2903
2012 | 4 | 10 | 13 | 181 | 180.7 | 1133 | 6.2701
2012 | 4 | 10 | 14 | 178.9 | 178.6 | 1121 | 6.2766
2012 | 4 | 10 | 15 | 176.7 | 176.4 | 1120 | 6.3492
2012 | 4 | 10 | 16 | 177.7 | 177.4 | 1128 | 6.3585
2012 | 4 | 10 | 17 | 179.9 | 179.6 | 1135 | 6.3196
2012 | 4 | 10 | 18 | 173.8 | 173.5 | 1108 | 6.3862
2012 | 4 | 10 | 19 | 177.8 | 177.5 | 1128 | 6.3549
2012 | 4 | 10 | 20 | 172.5 | 172.2 | 1098 | 6.3763
2012 | 4 | 10 | 21 | 175.1 | 174.8 | 1113 | 6.3673
2012 | 4 | 10 | 22 | 163.4 | 163.1 | 1062 | 6.5113
2012 | 4 | 10 | 23 | 153.5 | 153.2 | 1013 | 6.6123
2012 | 4 | 10 | 24 | 143.8 | 143.4 | 899 | 6.2692
2012 | 4 | 11 | 1 | 140.3 | 139.9 | 937 | 6.6976
2012 | 4 | 11 | 2 | 140.2 | 139.9 | 945 | 6.7548
2012 | 4 | 11 | 3 | 156 | 155.7 | 1034 | 6.641
2012 | 4 | 11 | 4 | 152.7 | 152.4 | 1013 | 6.647
2012 | 4 | 11 | 5 | 140.3 | 140 | 947 | 6.7643
2012 | 4 | 11 | 6 | 145.5 | 145.2 | 978 | 6.7355
2012 | 4 | 11 | 7 | 137.8 | 137.5 | 933 | 6.7855
2012 | 4 | 11 | 8 | 136.3 | 136 | 920 | 6.7647
2012 | 4 | 11 | 9 | 151.8 | 151.5 | 1011 | 6.6733
2012 | 4 | 11 | 10 | 173.6 | 173.3 | 1108 | 6.3935
2012 | 4 | 11 | 11 | 168.7 | 168.4 | 1087 | 6.4549
2012 | 4 | 11 | 12 | 169.7 | 169.4 | 1094 | 6.4581
2012 | 4 | 11 | 13 | 158.7 | 158.4 | 1039 | 6.5593
2012 | 4 | 11 | 14 | 153.3 | 153 | 1012 | 6.6144
2012 | 4 | 11 | 15 | 143.1 | 142.8 | 959 | 6.7157
2012 | 4 | 11 | 16 | 158 | 144.4 | 961 | 6.6551
2012 | 4 | 11 | 17 | 158.6 | 137.6 | 919 | 6.6788
2012 | 4 | 11 | 18 | 166.7 | 146 | 965 | 6.6096
2012 | 4 | 11 | 19 | 187.2 | 166.5 | 1061 | 6.3724
2012 | 4 | 11 | 20 | 159.6 | 138.9 | 925 | 6.6595
2012 | 4 | 11 | 21 | 178.3 | 157.6 | 1030 | 6.5355
2012 | 4 | 11 | 22 | 186.5 | 165.6 | 1063 | 6.4191
2012 | 4 | 11 | 23 | 180.8 | 176.8 | 1117 | 6.3179
2012 | 4 | 11 | 24 | 176.7 | 176.4 | 1117 | 6.3322
2012 | 4 | 12 | 1 | 176.1 | 175.8 | 1113 | 6.3311
2012 | 4 | 12 | 2 | 164.5 | 164.2 | 1066 | 6.4921
2012 | 4 | 12 | 3 | 162 | 161.7 | 1054 | 6.5182
2012 | 4 | 12 | 4 | 154.7 | 154.4 | 1016 | 6.5803
2012 | 4 | 12 | 5 | 171.9 | 171.5 | 1091 | 6.3615
2012 | 4 | 12 | 6 | 160.7 | 160.3 | 1041 | 6.4941
2012 | 4 | 12 | 7 | 150.1 | 149.7 | 989 | 6.6065
2012 | 4 | 12 | 8 | 155.1 | 138.1 | 921 | 6.6691
2012 | 4 | 12 | 9 | 148 | 126.5 | 854 | 6.751
2012 | 4 | 12 | 10 | 155.7 | 134.7 | 904 | 6.7112
2012 | 4 | 12 | 11 | 158.1 | 137.4 | 925 | 6.7322
2012 | 4 | 12 | 12 | 169.2 | 148.4 | 979 | 6.597
2012 | 4 | 12 | 13 | 175.5 | 154.8 | 1013 | 6.5439
2012 | 4 | 12 | 14 | 170.6 | 149.7 | 981 | 6.5531
2012 | 4 | 12 | 15 | 164.7 | 143.8 | 954 | 6.6342
2012 | 4 | 12 | 16 | 160.8 | 139.4 | 928 | 6.6571
2012 | 4 | 12 | 17 | 170.6 | 149.7 | 985 | 6.5798
2012 | 4 | 12 | 18 | 177.3 | 156.4 | 1019 | 6.5153
2012 | 4 | 12 | 19 | 185.5 | 164.6 | 1059 | 6.4338
2012 | 4 | 12 | 20 | 186.1 | 165.2 | 1057 | 6.3983
2012 | 4 | 12 | 21 | 181.5 | 160.7 | 1033 | 6.4281
2012 | 4 | 12 | 22 | 174.9 | 154.1 | 997 | 6.4698
2012 | 4 | 12 | 23 | 181.8 | 161 | 1031 | 6.4037
2012 | 4 | 12 | 24 | 171.5 | 150.7 | 981 | 6.5096
2012 | 4 | 13 | 1 | 166.3 | 145.5 | 954 | 6.5567
2012 | 4 | 13 | 2 | 171.4 | 150.5 | 988 | 6.5648
2012 | 4 | 13 | 3 | 180.2 | 159.4 | 1033 | 6.4806
2012 | 4 | 13 | 4 | 175.7 | 154.8 | 1006 | 6.4987
2012 | 4 | 13 | 5 | 182.2 | 161.3 | 1040 | 6.4476
2012 | 4 | 13 | 6 | 176.2 | 155.3 | 1005 | 6.4713
2012 | 4 | 13 | 7 | 183.6 | 162.8 | 1039 | 6.3821
2012 | 4 | 13 | 8 | 152.7 | 121.4 | 813 | 6.6969
2012 | 4 | 13 | 9 | 160.5 | 126.3 | 844 | 6.6825
2012 | 4 | 13 | 10 | 159.3 | 130.3 | 873 | 6.6999
2012 | 4 | 13 | 11 | 167.3 | 151.6 | 1004 | 6.6227
2012 | 4 | 13 | 12 | 173.8 | 163.3 | 1064 | 6.5156
2012 | 4 | 13 | 13 | 172.7 | 162.2 | 1053 | 6.492
2012 | 4 | 13 | 14 | 159.1 | 148.6 | 985 | 6.6285
2012 | 4 | 13 | 15 | 159.1 | 148.6 | 986 | 6.6353
2012 | 4 | 13 | 16 | 155.5 | 145 | 970 | 6.6897
2012 | 4 | 13 | 17 | 169.1 | 158.6 | 1044 | 6.5826
2012 | 4 | 13 | 18 | 174.5 | 164.1 | 1070 | 6.5204
2012 | 4 | 13 | 19 | 181.7 | 171.3 | 1100 | 6.4215
2012 | 4 | 13 | 20 | 174.9 | 164.5 | 1063 | 6.462
2012 | 4 | 13 | 21 | 153.9 | 138.9 | 924 | 6.6523
2012 | 4 | 13 | 22 | 150.6 | 128.6 | 863 | 6.7107
2012 | 4 | 13 | 23 | 152.9 | 131.6 | 887 | 6.7401
2012 | 4 | 13 | 24 | 169.1 | 148.2 | 982 | 6.6262
2012 | 4 | 14 | 1 | 152.1 | 131.1 | 884 | 6.7429
2012 | 4 | 14 | 2 | 161.6 | 140.6 | 943 | 6.707
2012 | 4 | 14 | 3 | 166.5 | 145.5 | 998 | 6.8591
2012 | 4 | 14 | 4 | 181.4 | 135.3 | 898 | 6.6371
2012 | 4 | 14 | 5 | 156.7 | 145.5 | 971 | 6.6735
2012 | 4 | 14 | 6 | 140.3 | 140 | 951 | 6.7929
2012 | 4 | 14 | 7 | 151.4 | 133.3 | 903 | 6.7742
2012 | 4 | 14 | 8 | 172.4 | 149.5 | 988 | 6.6087
2012 | 4 | 14 | 9 | 176.7 | 153.8 | 1009 | 6.5605
2012 | 4 | 14 | 10 | 180.4 | 166.1 | 1070 | 6.4419
2012 | 4 | 14 | 11 | 163 | 156.8 | 1033 | 6.588
2012 | 4 | 14 | 12 | 171.6 | 171.3 | 1105 | 6.4507
2012 | 4 | 14 | 13 | 158.2 | 157.9 | 1034 | 6.5484
2012 | 4 | 14 | 14 | 152.3 | 151.9 | 1007 | 6.6294
2012 | 4 | 14 | 15 | 117 | 116.6 | 801 | 6.8696
2012 | 4 | 14 | 16 | 76.1 | 75.7 | 530 | 7.0013
2012 | 4 | 14 | 17 | 81.6 | 81.2 | 574 | 7.069
2012 | 4 | 14 | 18 | 92 | 91.6 | 644 | 7.0306
2012 | 4 | 14 | 19 | 88.4 | 88.1 | 622 | 7.0602
2012 | 4 | 14 | 20 | 119.9 | 119.6 | 832 | 6.9565
2012 | 4 | 14 | 21 | 115.1 | 114.8 | 798 | 6.9512
2012 | 4 | 14 | 22 | 138.2 | 137.9 | 944 | 6.8455
2012 | 4 | 14 | 23 | 161.6 | 142.9 | 961 | 6.725
2012 | 4 | 14 | 24 | 165.2 | 144.4 | 964 | 6.6759
2012 | 4 | 15 | 1 | 159.1 | 138.8 | 929 | 6.6931
2012 | 4 | 15 | 2 | 172.2 | 144.1 | 956 | 6.6343
2012 | 4 | 15 | 3 | 190.6 | 159.2 | 1027 | 6.451
2012 | 4 | 15 | 4 | 168.7 | 137.2 | 911 | 6.6399
2012 | 4 | 15 | 5 | 165.7 | 134.2 | 896 | 6.6766
2012 | 4 | 15 | 6 | 171.5 | 140.6 | 932 | 6.6287
2012 | 4 | 15 | 7 | 165.2 | 134.7 | 900 | 6.6815
2012 | 4 | 15 | 8 | 198.3 | 167.8 | 1068 | 6.3647
2012 | 4 | 15 | 9 | 200.5 | 170.1 | 1066 | 6.2669
2012 | 4 | 15 | 10 | 177.1 | 146.7 | 958 | 6.5303
2012 | 4 | 15 | 11 | 171.2 | 140.7 | 929 | 6.6027
2012 | 4 | 15 | 12 | 178.6 | 148 | 973 | 6.5743
2012 | 4 | 15 | 13 | 187.4 | 156.8 | 1014 | 6.4668
2012 | 4 | 15 | 14 | 165.5 | 152 | 999 | 6.5724
2012 | 4 | 15 | 15 | 159.5 | 159.2 | 1079 | 6.7776
2012 | 4 | 15 | 16 | 167.4 | 167 | 1083 | 6.485
2012 | 4 | 15 | 17 | 164.2 | 163.8 | 1070 | 6.5324
2012 | 4 | 15 | 18 | 155.5 | 155.1 | 1025 | 6.6086
2012 | 4 | 15 | 19 | 147.8 | 147.4 | 985 | 6.6825
2012 | 4 | 15 | 20 | 140.3 | 139.9 | 942 | 6.7334
2012 | 4 | 15 | 21 | 163.5 | 163.1 | 1069 | 6.5543
2012 | 4 | 15 | 22 | 157.5 | 157.1 | 1032 | 6.5691
2012 | 4 | 15 | 23 | 133.9 | 133.5 | 899 | 6.7341
2012 | 4 | 15 | 24 | 121.8 | 121.4 | 831 | 6.8451
2012 | 4 | 16 | 1 | 116.5 | 116.1 | 803 | 6.9165
2012 | 4 | 16 | 2 | 129.8 | 129.4 | 885 | 6.8393
2012 | 4 | 16 | 3 | 128.2 | 127.8 | 877 | 6.8623
2012 | 4 | 16 | 4 | 160.3 | 159.9 | 1057 | 6.6104
2012 | 4 | 16 | 5 | 159.8 | 159.4 | 1050 | 6.5872
2012 | 4 | 16 | 6 | 147.1 | 146.8 | 983 | 6.6962
2012 | 4 | 16 | 7 | 163.3 | 163 | 1064 | 6.5276
2012 | 4 | 16 | 8 | 171.4 | 171.1 | 1101 | 6.4348
2012 | 4 | 16 | 9 | 164.5 | 164.2 | 1066 | 6.4921
2012 | 4 | 16 | 10 | 167.9 | 167.6 | 1083 | 6.4618
2012 | 4 | 16 | 11 | 176.5 | 176.2 | 1117 | 6.3394
2012 | 4 | 16 | 12 | 176.2 | 175.9 | 1113 | 6.3275
2012 | 4 | 16 | 13 | 163.2 | 162.8 | 1054 | 6.4742
2012 | 4 | 16 | 14 | 160.8 | 160.4 | 1032 | 6.4339
2012 | 4 | 16 | 15 | 148.9 | 148.5 | 989 | 6.6599
2012 | 4 | 16 | 16 | 149.9 | 144.2 | 965 | 6.6921
2012 | 4 | 16 | 17 | 168.6 | 137 | 900 | 6.5693
2012 | 4 | 16 | 18 | 150.3 | 118 | 782 | 6.6271
2012 | 4 | 16 | 19 | 158.5 | 126 | 840 | 6.6667
2012 | 4 | 16 | 20 | 164 | 132.4 | 887 | 6.6994
2012 | 4 | 16 | 21 | 189.7 | 158.1 | 1029 | 6.5085
2012 | 4 | 16 | 22 | 207.4 | 175.8 | 1112 | 6.3254
2012 | 4 | 16 | 23 | 215.5 | 179.9 | 1120 | 6.2257
2012 | 4 | 16 | 24 | 188.5 | 147 | 954 | 6.4898
2012 | 4 | 17 | 1 | 180.2 | 128 | 848 | 6.625
2012 | 4 | 17 | 2 | 177 | 124.5 | 823 | 6.6104
2012 | 4 | 17 | 3 | 173.6 | 121 | 805 | 6.6529
2012 | 4 | 17 | 4 | 209 | 156.5 | 1001 | 6.3962
2012 | 4 | 17 | 5 | 199.8 | 147.3 | 949 | 6.4426
2012 | 4 | 17 | 6 | 219.8 | 174.3 | 1073 | 6.1561
2012 | 4 | 17 | 7 | 205.2 | 169.6 | 1057 | 6.2323
2012 | 4 | 17 | 8 | 173.4 | 143.6 | 940 | 6.546
2012 | 4 | 17 | 9 | 168 | 145.4 | 959 | 6.5956
2012 | 4 | 17 | 10 | 158.5 | 143.4 | 952 | 6.6388
2012 | 4 | 17 | 11 | 158.6 | 154.3 | 1021 | 6.617
2012 | 4 | 17 | 12 | 150.8 | 150.5 | 1003 | 6.6645
2012 | 4 | 17 | 13 | 162.9 | 162.2 | 1064 | 6.5598
2012 | 4 | 17 | 14 | 161.1 | 160.7 | 1056 | 6.5713
2012 | 4 | 17 | 15 | 161.9 | 160.8 | 1057 | 6.5734
2012 | 4 | 17 | 16 | 175 | 163.4 | 1061 | 6.4933
2012 | 4 | 17 | 17 | 170.5 | 151.4 | 994 | 6.5654
2012 | 4 | 17 | 18 | 192.8 | 163.6 | 1049 | 6.412
2012 | 4 | 17 | 19 | 189.5 | 157.8 | 1011 | 6.4068
2012 | 4 | 17 | 20 | 183.7 | 151.9 | 984 | 6.4779
2012 | 4 | 17 | 21 | 182 | 150.5 | 991 | 6.5847
2012 | 4 | 17 | 22 | 173.5 | 141.5 | 933 | 6.5936
2012 | 4 | 17 | 23 | 177.9 | 149 | 975 | 6.5436
2012 | 4 | 17 | 24 | 164.6 | 141.9 | 941 | 6.6314
2012 | 4 | 18 | 1 | 162.2 | 139.5 | 912 | 6.5376
2012 | 4 | 18 | 2 | 158.8 | 136.1 | 903 | 6.6348
2012 | 4 | 18 | 3 | 154 | 131.4 | 876 | 6.6667
2012 | 4 | 18 | 4 | 160.6 | 137.9 | 915 | 6.6352
2012 | 4 | 18 | 5 | 151.7 | 129 | 864 | 6.6977
2012 | 4 | 18 | 6 | 139.8 | 117.1 | 794 | 6.7805
2012 | 4 | 18 | 7 | 145.7 | 123 | 831 | 6.7561
2012 | 4 | 18 | 8 | 143.9 | 121.3 | 825 | 6.8013
2012 | 4 | 18 | 9 | 161.6 | 138.9 | 931 | 6.7027
2012 | 4 | 18 | 10 | 174.6 | 151.9 | 1001 | 6.5899
2012 | 4 | 18 | 11 | 182.3 | 159.7 | 1038 | 6.4997
2012 | 4 | 18 | 12 | 179.6 | 157 | 1019 | 6.4904
2012 | 4 | 18 | 13 | 181.3 | 158.7 | 1029 | 6.4839
2012 | 4 | 18 | 14 | 167.9 | 145.2 | 961 | 6.6185
2012 | 4 | 18 | 15 | 169.8 | 147.1 | 970 | 6.5942
2012 | 4 | 18 | 16 | 176.5 | 153.9 | 1006 | 6.5367
2012 | 4 | 18 | 17 | 171.6 | 140.8 | 931 | 6.6122
2012 | 4 | 18 | 18 | 174.5 | 149 | 983 | 6.5973
2012 | 4 | 18 | 19 | 181.8 | 159.7 | 1047 | 6.556
2012 | 4 | 18 | 20 | 191.7 | 170.2 | 1103 | 6.4806
2012 | 4 | 18 | 21 | 194.5 | 173 | 1106 | 6.3931
2012 | 4 | 18 | 22 | 169.5 | 148 | 974 | 6.5811
2012 | 4 | 18 | 23 | 177.1 | 155.6 | 1019 | 6.5488
2012 | 4 | 18 | 24 | 168.6 | 147.2 | 975 | 6.6236
2012 | 4 | 19 | 1 | 163.7 | 139 | 930 | 6.6906
2012 | 4 | 19 | 2 | 172.4 | 147 | 969 | 6.5918
2012 | 4 | 19 | 3 | 157.6 | 135.6 | 906 | 6.6814
2012 | 4 | 19 | 4 | 168.5 | 146.6 | 969 | 6.6098
2012 | 4 | 19 | 5 | 171.6 | 151.4 | 994 | 6.5654
2012 | 4 | 19 | 6 | 161.7 | 161.4 | 1056 | 6.5428
2012 | 4 | 19 | 7 | 160.6 | 160.3 | 1054 | 6.5752
2012 | 4 | 19 | 8 | 159.9 | 151.2 | 1002 | 6.627
2012 | 4 | 19 | 9 | 164.6 | 141.4 | 940 | 6.6478
2012 | 4 | 19 | 10 | 163.2 | 155.9 | 1023 | 6.5619
2012 | 4 | 19 | 11 | 172.7 | 172.4 | 1110 | 6.4385
2012 | 4 | 19 | 12 | 191.8 | 158.5 | 1017 | 6.4164
2012 | 4 | 19 | 13 | 178.8 | 136 | 897 | 6.5956
2012 | 4 | 19 | 14 | 174.9 | 131.7 | 867 | 6.5831
2012 | 4 | 19 | 15 | 193.8 | 141.2 | 917 | 6.4943
2012 | 4 | 19 | 16 | 204.2 | 151.6 | 961 | 6.3391
2012 | 4 | 19 | 17 | 211.8 | 159.2 | 989 | 6.2123
2012 | 4 | 19 | 18 | 216.4 | 163.7 | 1027 | 6.2737
2012 | 4 | 19 | 19 | 215.1 | 162.4 | 1037 | 6.3855
2012 | 4 | 19 | 20 | 224.8 | 174.8 | 1095 | 6.2643
2012 | 4 | 19 | 21 | 202.9 | 173.7 | 1100 | 6.3328
2012 | 4 | 19 | 22 | 188.1 | 166.1 | 1073 | 6.46
2012 | 4 | 19 | 23 | 162.6 | 140.7 | 931 | 6.6169
2012 | 4 | 19 | 24 | 150.3 | 120.6 | 812 | 6.733
2012 | 4 | 20 | 1 | 174.3 | 143 | 949 | 6.6364
2012 | 4 | 20 | 2 | 173.2 | 141.9 | 939 | 6.6173
2012 | 4 | 20 | 3 | 182.4 | 147.5 | 997 | 6.7593
2012 | 4 | 20 | 4 | 193.1 | 150.2 | 978 | 6.5113
2012 | 4 | 20 | 5 | 182.9 | 139.9 | 918 | 6.5618
2012 | 4 | 20 | 6 | 197.7 | 137.8 | 898 | 6.5167
2012 | 4 | 20 | 7 | 188 | 114.9 | 754 | 6.5622
2012 | 4 | 20 | 8 | 192.7 | 119.5 | 786 | 6.5774
2012 | 4 | 20 | 9 | 194.7 | 121.5 | 799 | 6.5761
2012 | 4 | 20 | 10 | 213.3 | 140.2 | 903 | 6.4408
2012 | 4 | 20 | 11 | 197 | 123.7 | 808 | 6.5319
2012 | 4 | 20 | 12 | 195 | 121.6 | 797 | 6.5543
2012 | 4 | 20 | 13 | 209.2 | 132.6 | 862 | 6.5008
2012 | 4 | 20 | 14 | 195.8 | 102.8 | 671 | 6.5272
2012 | 4 | 20 | 15 | 191.7 | 98.8 | 646 | 6.5385
2012 | 4 | 20 | 16 | 179.6 | 91.9 | 600 | 6.5288
2012 | 4 | 20 | 17 | 181 | 99.3 | 658 | 6.6264
2012 | 4 | 20 | 18 | 185.8 | 109.2 | 724 | 6.63
2012 | 4 | 20 | 19 | 183.7 | 112.6 | 746 | 6.6252
2012 | 4 | 20 | 20 | 159.7 | 96.2 | 641 | 6.6632
2012 | 4 | 20 | 21 | 175.3 | 137.1 | 906 | 6.6083
2012 | 4 | 20 | 22 | 167.3 | 137.3 | 916 | 6.6715
2012 | 4 | 20 | 23 | 180.4 | 150.4 | 993 | 6.6024
2012 | 4 | 20 | 24 | 187.2 | 165.2 | 1078 | 6.5254
2012 | 4 | 21 | 1 | 186.1 | 164.3 | 1069 | 6.5064
2012 | 4 | 21 | 2 | 197.8 | 176 | 1130 | 6.4205
2012 | 4 | 21 | 3 | 190.8 | 173.1 | 1114 | 6.4356
2012 | 4 | 21 | 4 | 173 | 159.4 | 1048 | 6.5747
2012 | 4 | 21 | 5 | 164 | 133.8 | 893 | 6.6741
2012 | 4 | 21 | 6 | 176 | 145.1 | 961 | 6.623
2012 | 4 | 21 | 7 | 184 | 153.1 | 1006 | 6.5709
2012 | 4 | 21 | 8 | 189.4 | 158.6 | 1031 | 6.5006
2012 | 4 | 21 | 9 | 186.8 | 156 | 1014 | 6.5
2012 | 4 | 21 | 10 | 185.1 | 154.2 | 1007 | 6.5305
2012 | 4 | 21 | 11 | 182.5 | 151.5 | 993 | 6.5545
2012 | 4 | 21 | 12 | 188.8 | 157.8 | 1022 | 6.4766
2012 | 4 | 21 | 13 | 189.7 | 158.6 | 1029 | 6.488
2012 | 4 | 21 | 14 | 178.2 | 147.1 | 963 | 6.5466
2012 | 4 | 21 | 15 | 181.5 | 150.4 | 987 | 6.5625
2012 | 4 | 21 | 16 | 183.7 | 152.6 | 996 | 6.5269
2012 | 4 | 21 | 17 | 161.2 | 144.6 | 961 | 6.6459
2012 | 4 | 21 | 18 | 154.8 | 144.2 | 968 | 6.7129
2012 | 4 | 21 | 19 | 150.9 | 140.3 | 948 | 6.7569
2012 | 4 | 21 | 20 | 153 | 142.3 | 962 | 6.7604
2012 | 4 | 21 | 21 | 169.2 | 166 | 1099 | 6.6205
2012 | 4 | 21 | 22 | 173.4 | 173.1 | 1135 | 6.5569
2012 | 4 | 21 | 23 | 182.7 | 163.2 | 1070 | 6.5564
2012 | 4 | 21 | 24 | 186.3 | 154.7 | 1013 | 6.5482
2012 | 4 | 22 | 1 | 192.8 | 161.2 | 1047 | 6.495
2012 | 4 | 22 | 2 | 215.8 | 175.9 | 1112 | 6.3218
2012 | 4 | 22 | 3 | 207.8 | 164.9 | 1053 | 6.3857
2012 | 4 | 22 | 4 | 202.7 | 159.8 | 1025 | 6.4143
2012 | 4 | 22 | 5 | 197.2 | 154.3 | 1001 | 6.4874
2012 | 4 | 22 | 6 | 196 | 153.2 | 992 | 6.4752
2012 | 4 | 22 | 7 | 191.7 | 148.9 | 972 | 6.5279
2012 | 4 | 22 | 8 | 199.7 | 156.9 | 1014 | 6.4627
2012 | 4 | 22 | 9 | 207.6 | 176.2 | 1112 | 6.311
2012 | 4 | 22 | 10 | 191.6 | 165.3 | 1060 | 6.4126
2012 | 4 | 22 | 11 | 189.3 | 162.9 | 1053 | 6.4641
2012 | 4 | 22 | 12 | 181.8 | 156 | 1018 | 6.5256
2012 | 4 | 22 | 13 | 176 | 151.9 | 1001 | 6.5899
2012 | 4 | 22 | 14 | 176.9 | 154.9 | 1020 | 6.5849
2012 | 4 | 22 | 15 | 171.7 | 150.5 | 997 | 6.6246
2012 | 4 | 22 | 16 | 174.5 | 153.7 | 1018 | 6.6233
2012 | 4 | 22 | 17 | 176.8 | 156.9 | 1032 | 6.5774
2012 | 4 | 22 | 18 | 181.9 | 162.4 | 1062 | 6.5394
2012 | 4 | 22 | 19 | 181.6 | 156.3 | 1023 | 6.5451
2012 | 4 | 22 | 20 | 179.1 | 150.6 | 993 | 6.5936
2012 | 4 | 22 | 21 | 188.3 | 158.4 | 1030 | 6.5025
2012 | 4 | 22 | 22 | 176.5 | 143.8 | 928 | 6.4534
2012 | 4 | 22 | 23 | 185.3 | 144.6 | 914 | 6.3209
2012 | 4 | 22 | 24 | 183 | 142.2 | 868 | 6.1041
2012 | 4 | 23 | 1 | 186.8 | 140 | 867 | 6.1929
2012 | 4 | 23 | 2 | 194.8 | 139.4 | 860 | 6.1693
2012 | 4 | 23 | 3 | 194.8 | 136.4 | 851 | 6.239
2012 | 4 | 23 | 4 | 192.2 | 133.9 | 836 | 6.2435
2012 | 4 | 23 | 5 | 191.4 | 133 | 825 | 6.203
2012 | 4 | 23 | 6 | 190.2 | 140 | 918 | 6.5571
2012 | 4 | 23 | 7 | 202.1 | 164 | 1058 | 6.4512
2012 | 4 | 23 | 8 | 219.1 | 164.5 | 1045 | 6.3526
2012 | 4 | 23 | 9 | 218.3 | 145.2 | 930 | 6.405
2012 | 4 | 23 | 10 | 210.2 | 137.2 | 880 | 6.414
2012 | 4 | 23 | 11 | 209.1 | 142.7 | 914 | 6.405
2012 | 4 | 23 | 12 | 208.4 | 145.8 | 934 | 6.406
2012 | 4 | 23 | 13 | 200.5 | 147.7 | 945 | 6.3981
2012 | 4 | 23 | 14 | 185.3 | 144.3 | 935 | 6.4796
2012 | 4 | 23 | 15 | 185.1 | 144 | 935 | 6.4931
2012 | 4 | 23 | 16 | 192.5 | 151.7 | 982 | 6.4733
2012 | 4 | 23 | 17 | 184.8 | 144.1 | 938 | 6.5094
2012 | 4 | 23 | 18 | 178.3 | 144.8 | 946 | 6.5331
2012 | 4 | 23 | 19 | 162.8 | 131.9 | 877 | 6.649
2012 | 4 | 23 | 20 | 164.6 | 133.7 | 892 | 6.6717
2012 | 4 | 23 | 21 | 182.7 | 151.9 | 998 | 6.5701
2012 | 4 | 23 | 22 | 174.3 | 140.3 | 883 | 6.2937
2012 | 4 | 23 | 23 | 185.2 | 135.2 | 849 | 6.2796
2012 | 4 | 23 | 24 | 188.3 | 138.3 | 857 | 6.1967
2012 | 4 | 24 | 1 | 203 | 138.6 | 853 | 6.1544
2012 | 4 | 24 | 2 | 211.3 | 139.8 | 856 | 6.123
2012 | 4 | 24 | 3 | 206.7 | 135.3 | 837 | 6.1863
2012 | 4 | 24 | 4 | 186.3 | 133 | 837 | 6.2932
2012 | 4 | 24 | 5 | 185.7 | 134.8 | 848 | 6.2908
2012 | 4 | 24 | 6 | 189.3 | 138.4 | 882 | 6.3728
2012 | 4 | 24 | 7 | 192.8 | 141.9 | 931 | 6.561
2012 | 4 | 24 | 8 | 203.6 | 152.8 | 988 | 6.466
2012 | 4 | 24 | 9 | 216.9 | 168.7 | 1066 | 6.3189
2012 | 4 | 24 | 10 | 204.7 | 164.3 | 1044 | 6.3542
2012 | 4 | 24 | 11 | 203.5 | 163.3 | 1045 | 6.3993
2012 | 4 | 24 | 12 | 203.5 | 163.5 | 1047 | 6.4037
2012 | 4 | 24 | 13 | 210.9 | 159.2 | 1018 | 6.3945
2012 | 4 | 24 | 14 | 199.8 | 148 | 960 | 6.4865
2012 | 4 | 24 | 15 | 217.6 | 166 | 1054 | 6.3494
2012 | 4 | 24 | 16 | 219.4 | 167.6 | 1068 | 6.3723
2012 | 4 | 24 | 17 | 216.5 | 164.7 | 1041 | 6.3206
2012 | 4 | 24 | 18 | 205.1 | 153.2 | 983 | 6.4164
2012 | 4 | 24 | 19 | 212 | 160.1 | 1026 | 6.4085
2012 | 4 | 24 | 20 | 222.2 | 170.4 | 1073 | 6.2969
2012 | 4 | 24 | 21 | 224.6 | 191.1 | 1169 | 6.1172
2012 | 4 | 24 | 22 | 190.3 | 128.3 | 846 | 6.5939
2012 | 4 | 24 | 23 | 197 | 135.4 | 848 | 6.2629
2012 | 4 | 24 | 24 | 184.9 | 133.3 | 846 | 6.3466
2012 | 4 | 25 | 1 | 172.3 | 125.8 | 816 | 6.4865
2012 | 4 | 25 | 2 | 170.3 | 119.2 | 785 | 6.5856
2012 | 4 | 25 | 3 | 191.5 | 140.5 | 890 | 6.3345
2012 | 4 | 25 | 4 | 190.1 | 139 | 879 | 6.3237
2012 | 4 | 25 | 5 | 188.8 | 137.7 | 883 | 6.4125
2012 | 4 | 25 | 6 | 182.7 | 131.6 | 863 | 6.5578
2012 | 4 | 25 | 7 | 193.5 | 149.9 | 972 | 6.4843
2012 | 4 | 25 | 8 | 172.6 | 144.6 | 949 | 6.5629
2012 | 4 | 25 | 9 | 147.2 | 140.5 | 941 | 6.6975
2012 | 4 | 25 | 10 | 160.5 | 148.9 | 992 | 6.6622
2012 | 4 | 25 | 11 | 152.2 | 151.9 | 1014 | 6.6754
2012 | 4 | 25 | 12 | 149.8 | 134.1 | 905 | 6.7487
2012 | 4 | 25 | 13 | 158 | 132.2 | 885 | 6.6944
2012 | 4 | 25 | 14 | 169.1 | 137.6 | 914 | 6.6424
2012 | 4 | 25 | 15 | 162.5 | 127.2 | 847 | 6.6588
2012 | 4 | 25 | 16 | 168.5 | 125.6 | 835 | 6.6481
2012 | 4 | 25 | 17 | 169.7 | 126.8 | 844 | 6.6562
2012 | 4 | 25 | 18 | 188.2 | 137.3 | 904 | 6.5841
2012 | 4 | 25 | 19 | 189.1 | 136.6 | 894 | 6.5447
2012 | 4 | 25 | 20 | 183.9 | 131.3 | 864 | 6.5804
2012 | 4 | 25 | 21 | 217.6 | 165.1 | 1052 | 6.3719
2012 | 4 | 25 | 22 | 215.3 | 146.1 | 918 | 6.2834
2012 | 4 | 25 | 23 | 209.5 | 132.8 | 835 | 6.2877
2012 | 4 | 25 | 24 | 188.5 | 104.1 | 682 | 6.5514
2012 | 4 | 26 | 1 | 183.3 | 122.9 | 799 | 6.5012
2012 | 4 | 26 | 2 | 194.6 | 144 | 910 | 6.3194
2012 | 4 | 26 | 3 | 176.1 | 133.5 | 863 | 6.4644
2012 | 4 | 26 | 4 | 151 | 111 | 742 | 6.6847
2012 | 4 | 26 | 5 | 121.6 | 81.6 | 558 | 6.8382
2012 | 4 | 26 | 6 | 113.7 | 79.7 | 548 | 6.8758
2012 | 4 | 26 | 7 | 115.4 | 85.7 | 591 | 6.8961
2012 | 4 | 26 | 8 | 135.9 | 110 | 752 | 6.8364
2012 | 4 | 26 | 9 | 165.8 | 164.7 | 1094 | 6.6424
2012 | 4 | 26 | 10 | 146.3 | 146 | 985 | 6.7466
2012 | 4 | 26 | 11 | 152.3 | 152 | 1022 | 6.7237
2012 | 4 | 26 | 12 | 163.6 | 163.3 | 1087 | 6.6565
2012 | 4 | 26 | 13 | 145 | 144.7 | 972 | 6.7173
2012 | 4 | 26 | 14 | 118.7 | 118.4 | 816 | 6.8919
2012 | 4 | 26 | 15 | 140.2 | 118.7 | 810 | 6.8239
2012 | 4 | 26 | 16 | 136 | 125.1 | 855 | 6.8345
2012 | 4 | 26 | 17 | 147.6 | 147.3 | 999 | 6.7821
2012 | 4 | 26 | 18 | 158.3 | 158 | 1057 | 6.6899
2012 | 4 | 26 | 19 | 164.2 | 163.9 | 1083 | 6.6077
2012 | 4 | 26 | 20 | 174 | 161.2 | 1061 | 6.5819
2012 | 4 | 26 | 21 | 212.8 | 181.3 | 1131 | 6.2383
2012 | 4 | 26 | 22 | 175.2 | 143.8 | 915 | 6.363
2012 | 4 | 26 | 23 | 164 | 131.6 | 855 | 6.497
2012 | 4 | 26 | 24 | 166.5 | 121.7 | 804 | 6.6064
2012 | 4 | 27 | 1 | 184.6 | 146.9 | 938 | 6.3853
2012 | 4 | 27 | 2 | 186.2 | 148.5 | 936 | 6.303
2012 | 4 | 27 | 3 | 180 | 142.3 | 914 | 6.423
2012 | 4 | 27 | 4 | 176.4 | 138.8 | 895 | 6.4481
2012 | 4 | 27 | 5 | 173.8 | 136.4 | 892 | 6.5396
2012 | 4 | 27 | 6 | 160.2 | 138 | 920 | 6.6667
2012 | 4 | 27 | 7 | 186 | 163.8 | 1060 | 6.4713
2012 | 4 | 27 | 8 | 170.9 | 148.8 | 979 | 6.5793
2012 | 4 | 27 | 9 | 163.1 | 140.9 | 938 | 6.6572
2012 | 4 | 27 | 10 | 163.3 | 133.6 | 891 | 6.6692
2012 | 4 | 27 | 11 | 187.6 | 156 | 1022 | 6.5513
2012 | 4 | 27 | 12 | 201.4 | 169.8 | 1084 | 6.384
2012 | 4 | 27 | 13 | 199.2 | 167.6 | 1071 | 6.3902
2012 | 4 | 27 | 14 | 196 | 164.4 | 1050 | 6.3869
2012 | 4 | 27 | 15 | 172.7 | 141 | 928 | 6.5816
2012 | 4 | 27 | 16 | 188.8 | 157.1 | 1022 | 6.5054
2012 | 4 | 27 | 17 | 191.3 | 159.6 | 1037 | 6.4975
2012 | 4 | 27 | 18 | 198.7 | 166.9 | 1075 | 6.441
2012 | 4 | 27 | 19 | 198.2 | 170.7 | 1093 | 6.403
2012 | 4 | 27 | 20 | 184.2 | 162 | 1053 | 6.5
2012 | 4 | 27 | 21 | 164.9 | 159.8 | 1044 | 6.5332
2012 | 4 | 27 | 22 | 139.2 | 138.9 | 934 | 6.7243
2012 | 4 | 27 | 23 | 143.7 | 143.4 | 971 | 6.7713
2012 | 4 | 27 | 24 | 132.6 | 132.3 | 906 | 6.8481
2012 | 4 | 28 | 1 | 126.6 | 126.3 | 867 | 6.8646
2012 | 4 | 28 | 2 | 123.9 | 123.6 | 850 | 6.877
2012 | 4 | 28 | 3 | 113 | 112.7 | 779 | 6.9122
2012 | 4 | 28 | 4 | 105.6 | 105.3 | 729 | 6.9231
2012 | 4 | 28 | 5 | 123 | 122.7 | 847 | 6.903
2012 | 4 | 28 | 6 | 135.5 | 135.2 | 920 | 6.8047
2012 | 4 | 28 | 7 | 120.1 | 119.8 | 822 | 6.8614
2012 | 4 | 28 | 8 | 149.6 | 149.3 | 1009 | 6.7582
2012 | 4 | 28 | 9 | 141.8 | 141.5 | 952 | 6.7279
2012 | 4 | 28 | 10 | 126.7 | 126.4 | 857 | 6.7801
2012 | 4 | 28 | 11 | 138.6 | 138.3 | 942 | 6.8113
2012 | 4 | 28 | 12 | 151.1 | 149.2 | 1005 | 6.7359
2012 | 4 | 28 | 13 | 143.3 | 112.6 | 757 | 6.7229
2012 | 4 | 28 | 14 | 138.1 | 106.8 | 720 | 6.7416
2012 | 4 | 28 | 15 | 144.9 | 115.9 | 788 | 6.799
2012 | 4 | 28 | 16 | 171.2 | 142.2 | 947 | 6.6596
2012 | 4 | 28 | 17 | 176.9 | 145.2 | 964 | 6.6391
2012 | 4 | 28 | 18 | 196.9 | 156.5 | 1016 | 6.492
2012 | 4 | 28 | 19 | 186 | 145.6 | 952 | 6.5385
2012 | 4 | 28 | 20 | 182.1 | 141.7 | 932 | 6.5773
2012 | 4 | 28 | 21 | 203.4 | 163 | 1048 | 6.4294
2012 | 4 | 28 | 22 | 185.9 | 145.5 | 952 | 6.543
2012 | 4 | 28 | 23 | 184.9 | 144.5 | 949 | 6.5675
2012 | 4 | 28 | 24 | 195.6 | 155.2 | 1007 | 6.4884
2012 | 4 | 29 | 1 | 198.1 | 157.8 | 1022 | 6.4766
2012 | 4 | 29 | 2 | 203.8 | 163.5 | 1048 | 6.4098
2012 | 4 | 29 | 3 | 195.4 | 155.1 | 1002 | 6.4603
2012 | 4 | 29 | 4 | 191.9 | 151.6 | 983 | 6.4842
2012 | 4 | 29 | 5 | 184.7 | 144.4 | 945 | 6.5443
2012 | 4 | 29 | 6 | 188.9 | 148.6 | 968 | 6.5141
2012 | 4 | 29 | 7 | 187.2 | 146.9 | 962 | 6.5487
2012 | 4 | 29 | 8 | 213.1 | 175.5 | 1105 | 6.2963
2012 | 4 | 29 | 9 | 196 | 165.1 | 1056 | 6.3961
2012 | 4 | 29 | 10 | 196.9 | 167.8 | 1071 | 6.3826
2012 | 4 | 29 | 11 | 181.6 | 181.3 | 1152 | 6.3541
2012 | 4 | 29 | 12 | 187 | 186.7 | 1175 | 6.2935
2012 | 4 | 29 | 13 | 179.1 | 178.8 | 1144 | 6.3982
2012 | 4 | 29 | 14 | 186.7 | 186.4 | 1184 | 6.3519
2012 | 4 | 29 | 15 | 193.1 | 192.8 | 1207 | 6.2604
2012 | 4 | 29 | 16 | 194.8 | 194.5 | 1208 | 6.2108
2012 | 4 | 29 | 17 | 191.6 | 191.2 | 1192 | 6.2343
2012 | 4 | 29 | 18 | 167.4 | 167 | 1090 | 6.5269
2012 | 4 | 29 | 19 | 194.1 | 193.8 | 1213 | 6.259
2012 | 4 | 29 | 20 | 199 | 198.6 | 1223 | 6.1581
2012 | 4 | 29 | 21 | 198.6 | 198.2 | 1219 | 6.1504
2012 | 4 | 29 | 22 | 193.4 | 193 | 1204 | 6.2383
2012 | 4 | 29 | 23 | 193 | 188.4 | 1180 | 6.2633
2012 | 4 | 29 | 24 | 213.2 | 173 | 1094 | 6.3237
2012 | 4 | 30 | 1 | 230.2 | 177.9 | 1102 | 6.1945
2012 | 4 | 30 | 2 | 240.3 | 187.9 | 1134 | 6.0351
2012 | 4 | 30 | 3 | 218.6 | 166.2 | 1040 | 6.2575
2012 | 4 | 30 | 4 | 229.4 | 178.6 | 1102 | 6.1702
2012 | 4 | 30 | 5 | 236.7 | 186.3 | 1124 | 6.0333
2012 | 4 | 30 | 6 | 219.2 | 168.8 | 1053 | 6.2382
2012 | 4 | 30 | 7 | 222.7 | 174 | 1079 | 6.2011
2012 | 4 | 30 | 8 | 206.9 | 165.7 | 1046 | 6.3126
2012 | 4 | 30 | 9 | 204.4 | 163.2 | 1039 | 6.3664
2012 | 4 | 30 | 10 | 222.7 | 181.5 | 1122 | 6.1818
2012 | 4 | 30 | 11 | 214.5 | 173.2 | 1084 | 6.2587
2012 | 4 | 30 | 12 | 218.5 | 177.2 | 1104 | 6.2302
2012 | 4 | 30 | 13 | 220.9 | 179.4 | 1118 | 6.2319
2012 | 4 | 30 | 14 | 233.9 | 192.4 | 1161 | 6.0343
2012 | 4 | 30 | 15 | 231.3 | 189.8 | 1146 | 6.0379
2012 | 4 | 30 | 16 | 219.1 | 177.6 | 1103 | 6.2106
2012 | 4 | 30 | 17 | 220.9 | 179.3 | 1117 | 6.2298
2012 | 4 | 30 | 18 | 246.8 | 193.2 | 1157 | 5.9886
2012 | 4 | 30 | 19 | 250.4 | 187.5 | 1127 | 6.0107
2012 | 4 | 30 | 20 | 260 | 186.6 | 1112 | 5.9593
2012 | 4 | 30 | 21 | 270.6 | 194.5 | 1130 | 5.8098
2012 | 4 | 30 | 22 | 254.3 | 178.3 | 1071 | 6.0067
2012 | 4 | 30 | 23 | 251.2 | 175.2 | 1059 | 6.0445
2012 | 4 | 30 | 24 | 242.3 | 165.3 | 1013 | 6.1283
2012 | 5 | 1 | 1 | 244.4 | 163.9 | 1007 | 6.144
2012 | 5 | 1 | 2 | 240.1 | 159.8 | 986 | 6.1702
2012 | 5 | 1 | 3 | 240.8 | 160.6 | 988 | 6.1519
2012 | 5 | 1 | 4 | 238.3 | 158.1 | 974 | 6.1607
2012 | 5 | 1 | 5 | 253.2 | 172.2 | 1034 | 6.0046
2012 | 5 | 1 | 6 | 253.4 | 172.6 | 1025 | 5.9386
2012 | 5 | 1 | 7 | 235.2 | 154.5 | 944 | 6.11
2012 | 5 | 1 | 8 | 223 | 147.3 | 907 | 6.1575
2012 | 5 | 1 | 9 | 195.2 | 131.8 | 838 | 6.3581
2012 | 5 | 1 | 10 | 195.7 | 132.1 | 853 | 6.4572
2012 | 5 | 1 | 11 | 189.9 | 127.7 | 830 | 6.4996
2012 | 5 | 1 | 12 | 212.6 | 150.6 | 973 | 6.4608
2012 | 5 | 1 | 13 | 226.9 | 164.7 | 1045 | 6.3449
2012 | 5 | 1 | 14 | 239 | 176.9 | 1099 | 6.2125
2012 | 5 | 1 | 15 | 244.7 | 182.6 | 1116 | 6.1117
2012 | 5 | 1 | 16 | 232.6 | 170.5 | 1061 | 6.2229
2012 | 5 | 1 | 17 | 235.7 | 173.6 | 1077 | 6.2039
2012 | 5 | 1 | 18 | 228.9 | 164.7 | 1035 | 6.2842
2012 | 5 | 1 | 19 | 230.8 | 158.1 | 995 | 6.2935
2012 | 5 | 1 | 20 | 234.2 | 161.6 | 1009 | 6.2438
2012 | 5 | 1 | 21 | 232.2 | 159.6 | 1000 | 6.2657
2012 | 5 | 1 | 22 | 226.1 | 153.5 | 937 | 6.1042
2012 | 5 | 1 | 23 | 223.5 | 150.8 | 959 | 6.3594
2012 | 5 | 1 | 24 | 232.9 | 160.1 | 1008 | 6.2961
2012 | 5 | 2 | 1 | 232.9 | 160 | 1007 | 6.2938
2012 | 5 | 2 | 2 | 230.5 | 157.6 | 993 | 6.3008
2012 | 5 | 2 | 3 | 234 | 161.1 | 1012 | 6.2818
2012 | 5 | 2 | 4 | 236.7 | 163.8 | 1026 | 6.2637
2012 | 5 | 2 | 5 | 240.1 | 167.2 | 1038 | 6.2081
2012 | 5 | 2 | 6 | 246.2 | 173.4 | 1064 | 6.1361
2012 | 5 | 2 | 7 | 253.4 | 184.9 | 1108 | 5.9924
2012 | 5 | 2 | 8 | 243.9 | 181.8 | 1106 | 6.0836
2012 | 5 | 2 | 9 | 246.5 | 184.3 | 1127 | 6.115
2012 | 5 | 2 | 10 | 256.9 | 194.6 | 1147 | 5.8941
2012 | 5 | 2 | 11 | 255.5 | 193.3 | 1141 | 5.9027
2012 | 5 | 2 | 12 | 242.8 | 180.6 | 1102 | 6.1019
2012 | 5 | 2 | 13 | 247.7 | 185.6 | 1115 | 6.0075
2012 | 5 | 2 | 14 | 245.3 | 183.3 | 1098 | 5.9902
2012 | 5 | 2 | 15 | 244.8 | 182.7 | 1107 | 6.0591
2012 | 5 | 2 | 16 | 247.2 | 185.2 | 1127 | 6.0853
2012 | 5 | 2 | 17 | 260.4 | 199.4 | 1170 | 5.8676
2012 | 5 | 2 | 18 | 267.3 | 200.5 | 1170 | 5.8354
2012 | 5 | 2 | 19 | 266.4 | 198.1 | 1154 | 5.8253
2012 | 5 | 2 | 20 | 253.4 | 192.1 | 1135 | 5.9084
2012 | 5 | 2 | 21 | 238.3 | 179.7 | 1091 | 6.0712
2012 | 5 | 2 | 22 | 231.7 | 183.2 | 1118 | 6.1026
2012 | 5 | 2 | 23 | 236.1 | 187.7 | 1138 | 6.0629
2012 | 5 | 2 | 24 | 234.4 | 186 | 1130 | 6.0753
2012 | 5 | 3 | 1 | 243.1 | 194.7 | 1160 | 5.9579
2012 | 5 | 3 | 2 | 238.7 | 190.3 | 1143 | 6.0063
2012 | 5 | 3 | 3 | 242.9 | 194.5 | 1162 | 5.9743
2012 | 5 | 3 | 4 | 243 | 194.6 | 1158 | 5.9507
2012 | 5 | 3 | 5 | 243.7 | 195.3 | 1162 | 5.9498
2012 | 5 | 3 | 6 | 241.5 | 193.1 | 1152 | 5.9658
2012 | 5 | 3 | 7 | 239.3 | 190.9 | 1146 | 6.0031
2012 | 5 | 3 | 8 | 243.3 | 194.9 | 1156 | 5.9312
2012 | 5 | 3 | 9 | 241.3 | 192.9 | 1153 | 5.9772
2012 | 5 | 3 | 10 | 245.9 | 197.5 | 1168 | 5.9139
2012 | 5 | 3 | 11 | 247.8 | 199.3 | 1174 | 5.8906
2012 | 5 | 3 | 12 | 231.5 | 183 | 1096 | 5.9891
2012 | 5 | 3 | 13 | 248.4 | 199.9 | 1183 | 5.918
2012 | 5 | 3 | 14 | 250 | 201.4 | 1187 | 5.8937
2012 | 5 | 3 | 15 | 248.2 | 199.6 | 1180 | 5.9118
2012 | 5 | 3 | 16 | 249 | 200.4 | 1185 | 5.9132
2012 | 5 | 3 | 17 | 248.7 | 200.1 | 1181 | 5.902
2012 | 5 | 3 | 18 | 241 | 192.5 | 1152 | 5.9844
2012 | 5 | 3 | 19 | 268.8 | 196.9 | 1150 | 5.8405
2012 | 5 | 3 | 20 | 258.9 | 182.5 | 1085 | 5.9452
2012 | 5 | 3 | 21 | 238 | 161.8 | 990 | 6.1187
2012 | 5 | 3 | 22 | 233 | 156.8 | 968 | 6.1735
2012 | 5 | 3 | 23 | 248.2 | 172 | 1046 | 6.0814
2012 | 5 | 3 | 24 | 231.1 | 154.7 | 959 | 6.1991
2012 | 5 | 4 | 1 | 243.9 | 167.4 | 1023 | 6.1111
2012 | 5 | 4 | 2 | 229.8 | 153.2 | 961 | 6.2728
2012 | 5 | 4 | 3 | 229.1 | 152.5 | 958 | 6.282
2012 | 5 | 4 | 4 | 249.6 | 173.1 | 1059 | 6.1179
2012 | 5 | 4 | 5 | 260.6 | 184.1 | 1094 | 5.9424
2012 | 5 | 4 | 6 | 260.8 | 184.3 | 1089 | 5.9088
2012 | 5 | 4 | 7 | 245.3 | 171.4 | 1046 | 6.1027
2012 | 5 | 4 | 8 | 252.2 | 179.3 | 1075 | 5.9955
2012 | 5 | 4 | 9 | 224 | 150.9 | 946 | 6.2691
2012 | 5 | 4 | 10 | 228.1 | 155 | 974 | 6.2839
2012 | 5 | 4 | 11 | 231.6 | 158.4 | 994 | 6.2753
2012 | 5 | 4 | 12 | 227.5 | 154.3 | 976 | 6.3253
2012 | 5 | 4 | 13 | 225.1 | 151.9 | 965 | 6.3529
2012 | 5 | 4 | 14 | 219.3 | 146 | 936 | 6.411
2012 | 5 | 4 | 15 | 230.8 | 157.5 | 995 | 6.3175
2012 | 5 | 4 | 16 | 240.9 | 167.6 | 1045 | 6.2351
2012 | 5 | 4 | 17 | 244.6 | 171.3 | 1059 | 6.1821
2012 | 5 | 4 | 18 | 259.8 | 186.6 | 1117 | 5.9861
2012 | 5 | 4 | 19 | 246.1 | 172.9 | 1055 | 6.1018
2012 | 5 | 4 | 20 | 242.6 | 169.5 | 1041 | 6.1416
2012 | 5 | 4 | 21 | 225.2 | 152.1 | 955 | 6.2788
2012 | 5 | 4 | 22 | 223.1 | 149.9 | 949 | 6.3309
2012 | 5 | 4 | 23 | 227.5 | 154.3 | 973 | 6.3059
2012 | 5 | 4 | 24 | 230.6 | 157.4 | 992 | 6.3024
2012 | 5 | 5 | 1 | 232.2 | 159 | 999 | 6.283
2012 | 5 | 5 | 2 | 215.5 | 142.3 | 909 | 6.3879
2012 | 5 | 5 | 3 | 208.6 | 135.4 | 873 | 6.4476
2012 | 5 | 5 | 4 | 214 | 140.8 | 905 | 6.4276
2012 | 5 | 5 | 5 | 223.9 | 150.7 | 957 | 6.3504
2012 | 5 | 5 | 6 | 235.4 | 162.2 | 1018 | 6.2762
2012 | 5 | 5 | 7 | 231.4 | 158.2 | 994 | 6.2832
2012 | 5 | 5 | 8 | 216.9 | 143.6 | 916 | 6.3788
2012 | 5 | 5 | 9 | 197 | 123.7 | 801 | 6.4753
2012 | 5 | 5 | 10 | 202.4 | 129.1 | 839 | 6.4988
2012 | 5 | 5 | 11 | 203.9 | 130.5 | 850 | 6.5134
2012 | 5 | 5 | 12 | 232.2 | 159 | 1007 | 6.3333
2012 | 5 | 5 | 13 | 217.8 | 144.6 | 923 | 6.3831
2012 | 5 | 5 | 14 | 203.6 | 130.9 | 846 | 6.4629
2012 | 5 | 5 | 15 | 198.5 | 127.1 | 826 | 6.4988
2012 | 5 | 5 | 16 | 199.4 | 127.5 | 831 | 6.5176
2012 | 5 | 5 | 17 | 209.3 | 137.4 | 892 | 6.492
2012 | 5 | 5 | 18 | 223.1 | 156.4 | 999 | 6.3875
2012 | 5 | 5 | 19 | 233.1 | 172.5 | 1079 | 6.2551
2012 | 5 | 5 | 20 | 258.9 | 198.6 | 1167 | 5.8761
2012 | 5 | 5 | 21 | 254.8 | 193.7 | 1142 | 5.8957
2012 | 5 | 5 | 22 | 250.5 | 199.5 | 1159 | 5.8095
2012 | 5 | 5 | 23 | 226.9 | 177.2 | 1082 | 6.1061
2012 | 5 | 5 | 24 | 229.4 | 179.8 | 1093 | 6.079
2012 | 5 | 6 | 1 | 217.4 | 166.4 | 1038 | 6.238
2012 | 5 | 6 | 2 | 233.4 | 171.6 | 1057 | 6.1597
2012 | 5 | 6 | 3 | 213 | 152.4 | 963 | 6.3189
2012 | 5 | 6 | 4 | 214.5 | 153.9 | 975 | 6.3353
2012 | 5 | 6 | 5 | 256.6 | 196.2 | 1151 | 5.8665
2012 | 5 | 6 | 6 | 234.7 | 174.2 | 1064 | 6.1079
2012 | 5 | 6 | 7 | 214.4 | 157.1 | 991 | 6.3081
2012 | 5 | 6 | 8 | 239.4 | 189.3 | 1139 | 6.0169
2012 | 5 | 6 | 9 | 243.2 | 193 | 1150 | 5.9585
2012 | 5 | 6 | 10 | 242.7 | 192.4 | 1148 | 5.9667
2012 | 5 | 6 | 11 | 240.3 | 189.6 | 1140 | 6.0127
2012 | 5 | 6 | 12 | 232.6 | 181.1 | 1108 | 6.1182
2012 | 5 | 6 | 13 | 234.7 | 183.4 | 1119 | 6.1014
2012 | 5 | 6 | 14 | 226.4 | 175.1 | 1083 | 6.185
2012 | 5 | 6 | 15 | 218.7 | 167.4 | 1050 | 6.2724
2012 | 5 | 6 | 16 | 219 | 167.7 | 1053 | 6.2791
2012 | 5 | 6 | 17 | 225.5 | 174.3 | 1096 | 6.288
2012 | 5 | 6 | 18 | 218.8 | 167.5 | 1051 | 6.2746
2012 | 5 | 6 | 19 | 211.4 | 160.1 | 1017 | 6.3523
2012 | 5 | 6 | 20 | 230.8 | 179.6 | 1111 | 6.186
2012 | 5 | 6 | 21 | 231.2 | 179.6 | 1107 | 6.1637
2012 | 5 | 6 | 22 | 226.9 | 154.9 | 968 | 6.2492
2012 | 5 | 6 | 23 | 219.6 | 148.3 | 940 | 6.3385
2012 | 5 | 6 | 24 | 205.7 | 134.3 | 868 | 6.4631
2012 | 5 | 7 | 1 | 219.1 | 147.7 | 943 | 6.3846
2012 | 5 | 7 | 2 | 214.5 | 143.1 | 921 | 6.4361
2012 | 5 | 7 | 3 | 213.1 | 141.7 | 913 | 6.4432
2012 | 5 | 7 | 4 | 215.1 | 143.8 | 922 | 6.4117
2012 | 5 | 7 | 5 | 216.4 | 145 | 926 | 6.3862
2012 | 5 | 7 | 6 | 229.5 | 157.7 | 992 | 6.2904
2012 | 5 | 7 | 7 | 229.3 | 168.2 | 1043 | 6.201
2012 | 5 | 7 | 8 | 204.6 | 164.5 | 1041 | 6.3283
2012 | 5 | 7 | 9 | 195.1 | 155.1 | 1001 | 6.4539
2012 | 5 | 7 | 10 | 208.2 | 167.2 | 1070 | 6.3995
2012 | 5 | 7 | 11 | 210.9 | 170.2 | 1082 | 6.3572
2012 | 5 | 7 | 12 | 202.9 | 162.3 | 1041 | 6.414
2012 | 5 | 7 | 13 | 202 | 161.4 | 1031 | 6.3879
2012 | 5 | 7 | 14 | 209 | 168.4 | 1076 | 6.3895
2012 | 5 | 7 | 15 | 219.6 | 179 | 1118 | 6.2458
2012 | 5 | 7 | 16 | 212.1 | 171.5 | 1085 | 6.3265
2012 | 5 | 7 | 17 | 226.7 | 186.1 | 1146 | 6.158
2012 | 5 | 7 | 18 | 239.1 | 198.5 | 1181 | 5.9496
2012 | 5 | 7 | 19 | 226.4 | 185.8 | 1135 | 6.1087
2012 | 5 | 7 | 20 | 237.1 | 196.5 | 1175 | 5.9796
2012 | 5 | 7 | 21 | 234.3 | 193.8 | 1160 | 5.9856
2012 | 5 | 7 | 22 | 223.5 | 183 | 1120 | 6.1202
2012 | 5 | 7 | 23 | 216 | 175.4 | 1094 | 6.2372
2012 | 5 | 7 | 24 | 217.7 | 177.2 | 1108 | 6.2528
2012 | 5 | 8 | 1 | 224.9 | 178.3 | 1114 | 6.2479
2012 | 5 | 8 | 2 | 220.1 | 158 | 1000 | 6.3291
2012 | 5 | 8 | 3 | 213.5 | 151.4 | 970 | 6.4069
2012 | 5 | 8 | 4 | 212.1 | 150 | 962 | 6.4133
2012 | 5 | 8 | 5 | 210.7 | 148.5 | 955 | 6.431
2012 | 5 | 8 | 6 | 229.6 | 167.5 | 1053 | 6.2866
2012 | 5 | 8 | 7 | 234.9 | 172.9 | 1071 | 6.1943
2012 | 5 | 8 | 8 | 231.6 | 188.9 | 1139 | 6.0296
2012 | 5 | 8 | 9 | 221.2 | 181.4 | 1082 | 5.9647
2012 | 5 | 8 | 10 | 204.9 | 165.1 | 1047 | 6.3416
2012 | 5 | 8 | 11 | 203.6 | 163.8 | 1052 | 6.4225
2012 | 5 | 8 | 12 | 216.5 | 176.8 | 1111 | 6.2839
2012 | 5 | 8 | 13 | 218.2 | 178.5 | 1117 | 6.2577
2012 | 5 | 8 | 14 | 215.8 | 176.1 | 1103 | 6.2635
2012 | 5 | 8 | 15 | 213.6 | 173.9 | 1095 | 6.2967
2012 | 5 | 8 | 16 | 213.4 | 173.7 | 1094 | 6.2982
2012 | 5 | 8 | 17 | 215.8 | 176.1 | 1110 | 6.3032
2012 | 5 | 8 | 18 | 217.3 | 177.6 | 1114 | 6.2725
2012 | 5 | 8 | 19 | 213.4 | 173.7 | 1099 | 6.327
2012 | 5 | 8 | 20 | 227.8 | 181.4 | 1125 | 6.2018
2012 | 5 | 8 | 21 | 225.2 | 174.7 | 1093 | 6.2564
2012 | 5 | 8 | 22 | 222.2 | 171.6 | 1078 | 6.2821
2012 | 5 | 8 | 23 | 232.1 | 181.6 | 1117 | 6.1509
2012 | 5 | 8 | 24 | 240.8 | 170.5 | 1056 | 6.1935
2012 | 5 | 9 | 1 | 235.2 | 164.2 | 1025 | 6.2424
2012 | 5 | 9 | 2 | 233.1 | 162.1 | 1016 | 6.2677
2012 | 5 | 9 | 3 | 249.7 | 191.9 | 1142 | 5.951
2012 | 5 | 9 | 4 | 232 | 173.1 | 1070 | 6.1814
2012 | 5 | 9 | 5 | 230.6 | 160 | 1000 | 6.25
2012 | 5 | 9 | 6 | 240 | 169.4 | 1035 | 6.1098
2012 | 5 | 9 | 7 | 260.7 | 190.4 | 1119 | 5.8771
2012 | 5 | 9 | 8 | 259.8 | 189.6 | 1107 | 5.8386
2012 | 5 | 9 | 9 | 215.2 | 141.9 | 893 | 6.2932
2012 | 5 | 9 | 10 | 212.3 | 130 | 834 | 6.4154
2012 | 5 | 9 | 11 | 225.6 | 146.1 | 935 | 6.3997
2012 | 5 | 9 | 12 | 222 | 142.7 | 910 | 6.377
2012 | 5 | 9 | 13 | 219.4 | 140 | 900 | 6.4286
2012 | 5 | 9 | 14 | 222.1 | 142.7 | 915 | 6.4121
2012 | 5 | 9 | 15 | 215.4 | 136.1 | 881 | 6.4732
2012 | 5 | 9 | 16 | 220.3 | 140.9 | 903 | 6.4088
2012 | 5 | 9 | 17 | 222.4 | 143.1 | 918 | 6.4151
2012 | 5 | 9 | 18 | 247.2 | 168.1 | 1039 | 6.1808
2012 | 5 | 9 | 19 | 251.2 | 172.2 | 1050 | 6.0976
2012 | 5 | 9 | 20 | 260.3 | 196.7 | 1139 | 5.7905
2012 | 5 | 9 | 21 | 235.6 | 195.9 | 1150 | 5.8703
2012 | 5 | 9 | 22 | 223.4 | 183.7 | 1116 | 6.0751
2012 | 5 | 9 | 23 | 206.8 | 167 | 1057 | 6.3293
2012 | 5 | 9 | 24 | 227.2 | 187.4 | 1150 | 6.1366
2012 | 5 | 10 | 1 | 240 | 200.3 | 1188 | 5.9311
2012 | 5 | 10 | 2 | 239.6 | 199.9 | 1187 | 5.938
2012 | 5 | 10 | 3 | 239.5 | 199.8 | 1185 | 5.9309
2012 | 5 | 10 | 4 | 240.3 | 200.6 | 1186 | 5.9123
2012 | 5 | 10 | 5 | 240 | 200.3 | 1182 | 5.9011
2012 | 5 | 10 | 6 | 241 | 201.3 | 1185 | 5.8867
2012 | 5 | 10 | 7 | 241.6 | 202 | 1186 | 5.8713
2012 | 5 | 10 | 8 | 238.9 | 199.4 | 1176 | 5.8977
2012 | 5 | 10 | 9 | 234.9 | 155.1 | 970 | 6.254
2012 | 5 | 10 | 10 | 245.3 | 161.7 | 1002 | 6.1967
2012 | 5 | 10 | 11 | 244.8 | 161.2 | 989 | 6.1352
2012 | 5 | 10 | 12 | 238.7 | 155.1 | 969 | 6.2476
2012 | 5 | 10 | 13 | 241.2 | 157.5 | 981 | 6.2286
2012 | 5 | 10 | 14 | 234.5 | 150.8 | 945 | 6.2666
2012 | 5 | 10 | 15 | 235.1 | 151.4 | 957 | 6.321
2012 | 5 | 10 | 16 | 237.7 | 154 | 964 | 6.2597
2012 | 5 | 10 | 17 | 225.5 | 141.8 | 901 | 6.354
2012 | 5 | 10 | 18 | 242.7 | 160.2 | 998 | 6.2297
2012 | 5 | 10 | 19 | 247.7 | 168.4 | 1038 | 6.1639
2012 | 5 | 10 | 20 | 263.6 | 184.4 | 1098 | 5.9544
2012 | 5 | 10 | 21 | 255.3 | 176.2 | 1062 | 6.0272
2012 | 5 | 10 | 22 | 239.5 | 160.4 | 985 | 6.1409
2012 | 5 | 10 | 23 | 229.8 | 150.7 | 940 | 6.2376
2012 | 5 | 10 | 24 | 219.9 | 140.7 | 892 | 6.3397
2012 | 5 | 11 | 1 | 233.8 | 154.8 | 969 | 6.2597
2012 | 5 | 11 | 2 | 234.5 | 156.5 | 977 | 6.2428
2012 | 5 | 11 | 3 | 219.9 | 153 | 965 | 6.3072
2012 | 5 | 11 | 4 | 207.4 | 146.8 | 937 | 6.3828
2012 | 5 | 11 | 5 | 198.8 | 138.1 | 891 | 6.4518
2012 | 5 | 11 | 6 | 212.5 | 152.3 | 970 | 6.369
2012 | 5 | 11 | 7 | 200.5 | 150.4 | 965 | 6.4162
2012 | 5 | 11 | 8 | 210 | 160 | 1015 | 6.3438
2012 | 5 | 11 | 9 | 193.6 | 143.4 | 928 | 6.4714
2012 | 5 | 11 | 10 | 192.2 | 141.9 | 927 | 6.5328
2012 | 5 | 11 | 11 | 208.4 | 158.2 | 1016 | 6.4223
2012 | 5 | 11 | 12 | 210.3 | 160.1 | 1019 | 6.3648
2012 | 5 | 11 | 13 | 205.3 | 155.1 | 998 | 6.4346
2012 | 5 | 11 | 14 | 207.3 | 157.1 | 1007 | 6.4099
2012 | 5 | 11 | 15 | 207.8 | 157.5 | 1011 | 6.419
2012 | 5 | 11 | 16 | 212 | 161.7 | 1032 | 6.3822
2012 | 5 | 11 | 17 | 208.1 | 157.9 | 1013 | 6.4155
2012 | 5 | 11 | 18 | 214.7 | 164.5 | 1048 | 6.3708
2012 | 5 | 11 | 19 | 216.3 | 166.2 | 1052 | 6.3297
2012 | 5 | 11 | 20 | 217.4 | 167.3 | 1058 | 6.324
2012 | 5 | 11 | 21 | 231.8 | 181.7 | 1116 | 6.142
2012 | 5 | 11 | 22 | 236.7 | 186.6 | 1130 | 6.0557
2012 | 5 | 11 | 23 | 214.1 | 163.9 | 1032 | 6.2965
2012 | 5 | 11 | 24 | 225.8 | 175.7 | 1088 | 6.1924
2012 | 5 | 12 | 1 | 209.2 | 159.2 | 1007 | 6.3254
2012 | 5 | 12 | 2 | 214.4 | 164.3 | 1040 | 6.3299
2012 | 5 | 12 | 3 | 196.4 | 146.3 | 943 | 6.4457
2012 | 5 | 12 | 4 | 188.2 | 138.2 | 900 | 6.5123
2012 | 5 | 12 | 5 | 190.6 | 146.1 | 948 | 6.4887
2012 | 5 | 12 | 6 | 187.1 | 147.6 | 959 | 6.4973
2012 | 5 | 12 | 7 | 160.2 | 120.6 | 797 | 6.6086
2012 | 5 | 12 | 8 | 179 | 139.6 | 920 | 6.5903
2012 | 5 | 12 | 9 | 165.6 | 142.9 | 946 | 6.62
2012 | 5 | 12 | 10 | 177.7 | 156.5 | 1025 | 6.5495
2012 | 5 | 12 | 11 | 173.8 | 152.6 | 1004 | 6.5793
2012 | 5 | 12 | 12 | 180.2 | 159 | 1039 | 6.5346
2012 | 5 | 12 | 13 | 180.1 | 167.9 | 1089 | 6.486
2012 | 5 | 12 | 14 | 181.4 | 181 | 1160 | 6.4088
2012 | 5 | 12 | 15 | 169.2 | 168.8 | 1102 | 6.5284
2012 | 5 | 12 | 16 | 186.7 | 177.9 | 1141 | 6.4137
2012 | 5 | 12 | 17 | 178.4 | 167.4 | 1076 | 6.4277
2012 | 5 | 12 | 18 | 187.5 | 172.2 | 1091 | 6.3357
2012 | 5 | 12 | 19 | 187.5 | 165.4 | 1071 | 6.4752
2012 | 5 | 12 | 20 | 194.1 | 172 | 1103 | 6.4128
2012 | 5 | 12 | 21 | 194.5 | 172.4 | 1104 | 6.4037
2012 | 5 | 12 | 22 | 198.9 | 176.8 | 1125 | 6.3631
2012 | 5 | 12 | 23 | 198.6 | 176.5 | 1122 | 6.3569
2012 | 5 | 12 | 24 | 196.7 | 174.6 | 1114 | 6.3803
2012 | 5 | 13 | 1 | 209.8 | 187.7 | 1170 | 6.2334
2012 | 5 | 13 | 2 | 205.8 | 183.7 | 1152 | 6.2711
2012 | 5 | 13 | 3 | 194.3 | 172.2 | 1100 | 6.3879
2012 | 5 | 13 | 4 | 192.1 | 170 | 1093 | 6.4294
2012 | 5 | 13 | 5 | 194.8 | 172.8 | 1106 | 6.4005
2012 | 5 | 13 | 6 | 173.8 | 151.7 | 995 | 6.559
2012 | 5 | 13 | 7 | 164.7 | 142.7 | 950 | 6.6573
2012 | 5 | 13 | 8 | 165.7 | 157.4 | 1037 | 6.5883
2012 | 5 | 13 | 9 | 153.2 | 152.9 | 1018 | 6.6579
2012 | 5 | 13 | 10 | 161.1 | 160.8 | 1059 | 6.5858
2012 | 5 | 13 | 11 | 148.9 | 148.6 | 991 | 6.6689
2012 | 5 | 13 | 12 | 152 | 151.7 | 1012 | 6.6711
2012 | 5 | 13 | 13 | 147 | 146.6 | 985 | 6.719
2012 | 5 | 13 | 14 | 159.6 | 159.2 | 1061 | 6.6646
2012 | 5 | 13 | 15 | 162.1 | 161.7 | 1072 | 6.6296
2012 | 5 | 13 | 16 | 177.6 | 177.3 | 1150 | 6.4862
2012 | 5 | 13 | 17 | 185.9 | 185.6 | 1181 | 6.3631
2012 | 5 | 13 | 18 | 191.5 | 191.1 | 1199 | 6.2742
2012 | 5 | 13 | 19 | 185.2 | 184.8 | 1173 | 6.3474
2012 | 5 | 13 | 20 | 191.2 | 190.8 | 1220 | 6.3941
2012 | 5 | 13 | 21 | 200.3 | 199.9 | 1227 | 6.1381
2012 | 5 | 13 | 22 | 199.5 | 199.2 | 1230 | 6.1747
2012 | 5 | 13 | 23 | 199.8 | 199.5 | 1232 | 6.1754
2012 | 5 | 13 | 24 | 200.3 | 200 | 1238 | 6.19
2012 | 5 | 14 | 1 | 223 | 201 | 1220 | 6.0697
2012 | 5 | 14 | 2 | 223.8 | 201.1 | 1214 | 6.0368
2012 | 5 | 14 | 3 | 223.3 | 200.7 | 1210 | 6.0289
2012 | 5 | 14 | 4 | 224.5 | 201.9 | 1209 | 5.9881
2012 | 5 | 14 | 5 | 224 | 201.4 | 1197 | 5.9434
2012 | 5 | 14 | 6 | 222.7 | 200.1 | 1190 | 5.947
2012 | 5 | 14 | 7 | 211.5 | 189 | 1143 | 6.0476
2012 | 5 | 14 | 8 | 165.3 | 158.6 | 1023 | 6.4502
2012 | 5 | 14 | 9 | 166.1 | 165.8 | 1079 | 6.5078
2012 | 5 | 14 | 10 | 167.4 | 167.1 | 1090 | 6.523
2012 | 5 | 14 | 11 | 180.4 | 180.1 | 1155 | 6.4131
2012 | 5 | 14 | 12 | 173.9 | 173.6 | 1126 | 6.4862
2012 | 5 | 14 | 13 | 187.3 | 187 | 1182 | 6.3209
2012 | 5 | 14 | 14 | 196.3 | 195.9 | 1214 | 6.197
2012 | 5 | 14 | 15 | 193.8 | 193.4 | 1202 | 6.2151
2012 | 5 | 14 | 16 | 195.9 | 195.6 | 1212 | 6.1963
2012 | 5 | 14 | 17 | 200.6 | 200.3 | 1231 | 6.1458
2012 | 5 | 14 | 18 | 200.3 | 200 | 1228 | 6.14
2012 | 5 | 14 | 19 | 199.2 | 198.9 | 1228 | 6.174
2012 | 5 | 14 | 20 | 201 | 200.7 | 1235 | 6.1535
2012 | 5 | 14 | 21 | 200.7 | 200.4 | 1236 | 6.1677
2012 | 5 | 14 | 22 | 199.4 | 199.1 | 1235 | 6.2029
2012 | 5 | 14 | 23 | 203 | 199.4 | 1233 | 6.1836
2012 | 5 | 14 | 24 | 224.7 | 199.9 | 1217 | 6.088
2012 | 5 | 15 | 1 | 243.6 | 202 | 1199 | 5.9356
2012 | 5 | 15 | 2 | 233.2 | 184.5 | 1125 | 6.0976
2012 | 5 | 15 | 3 | 213.6 | 161 | 1016 | 6.3106
2012 | 5 | 15 | 4 | 184.8 | 132.3 | 862 | 6.5155
2012 | 5 | 15 | 5 | 213 | 160.5 | 1021 | 6.3614
2012 | 5 | 15 | 6 | 215.5 | 163.1 | 1027 | 6.2968
2012 | 5 | 15 | 7 | 209.8 | 157.4 | 995 | 6.3215
2012 | 5 | 15 | 8 | 175.5 | 123.1 | 798 | 6.4825
2012 | 5 | 15 | 9 | 212.6 | 150.7 | 964 | 6.3968
2012 | 5 | 15 | 10 | 219.1 | 157 | 993 | 6.3248
2012 | 5 | 15 | 11 | 213.2 | 151.9 | 967 | 6.366
2012 | 5 | 15 | 12 | 204.4 | 143.4 | 874 | 6.0948
2012 | 5 | 15 | 13 | 214.3 | 153.7 | 979 | 6.3696
2012 | 5 | 15 | 14 | 201.4 | 140.8 | 909 | 6.456
2012 | 5 | 15 | 15 | 193.7 | 133 | 867 | 6.5188
2012 | 5 | 15 | 16 | 191.3 | 130.6 | 854 | 6.5391
2012 | 5 | 15 | 17 | 200.8 | 136.1 | 886 | 6.5099
2012 | 5 | 15 | 18 | 205.7 | 130.2 | 843 | 6.4747
2012 | 5 | 15 | 19 | 198.2 | 122.6 | 793 | 6.4682
2012 | 5 | 15 | 20 | 192.9 | 117.6 | 765 | 6.5051
2012 | 5 | 15 | 21 | 195 | 120.9 | 785 | 6.493
2012 | 5 | 15 | 22 | 204 | 129.2 | 838 | 6.4861
2012 | 5 | 15 | 23 | 203.1 | 127.3 | 822 | 6.4572
2012 | 5 | 15 | 24 | 179.7 | 105.9 | 693 | 6.5439
2012 | 5 | 16 | 1 | 185 | 111.3 | 732 | 6.5768
2012 | 5 | 16 | 2 | 190.2 | 116.5 | 766 | 6.5751
2012 | 5 | 16 | 3 | 173 | 122.9 | 811 | 6.5989
2012 | 5 | 16 | 4 | 178.2 | 148.5 | 976 | 6.5724
2012 | 5 | 16 | 5 | 183.5 | 153.6 | 1000 | 6.5104
2012 | 5 | 16 | 6 | 192.2 | 162.1 | 1043 | 6.4343
2012 | 5 | 16 | 7 | 183.5 | 153.3 | 998 | 6.5101
2012 | 5 | 16 | 8 | 181.3 | 157 | 1016 | 6.4713
2012 | 5 | 16 | 9 | 160.6 | 150 | 988 | 6.5867
2012 | 5 | 16 | 10 | 166.9 | 156.3 | 1027 | 6.5707
2012 | 5 | 16 | 11 | 194.6 | 184 | 1151 | 6.2554
2012 | 5 | 16 | 12 | 202.2 | 196.8 | 1202 | 6.1077
2012 | 5 | 16 | 13 | 198.4 | 198.1 | 1201 | 6.0626
2012 | 5 | 16 | 14 | 198.3 | 198 | 1198 | 6.0505
2012 | 5 | 16 | 15 | 184.7 | 184.4 | 1145 | 6.2093
2012 | 5 | 16 | 16 | 182.6 | 182.3 | 1143 | 6.2699
2012 | 5 | 16 | 17 | 184.4 | 184.1 | 1149 | 6.2412
2012 | 5 | 16 | 18 | 158.6 | 158.3 | 1030 | 6.5066
2012 | 5 | 16 | 19 | 155.2 | 154.8 | 1022 | 6.6021
2012 | 5 | 16 | 20 | 158.8 | 158.4 | 1048 | 6.6162
2012 | 5 | 16 | 21 | 176.8 | 176.4 | 1141 | 6.4683
2012 | 5 | 16 | 22 | 192.1 | 191.7 | 1203 | 6.2754
2012 | 5 | 16 | 23 | 196 | 195.6 | 1212 | 6.1963
2012 | 5 | 16 | 24 | 193 | 192.7 | 1202 | 6.2377
2012 | 5 | 17 | 1 | 196.5 | 196.2 | 1212 | 6.1774
2012 | 5 | 17 | 2 | 199.5 | 199.2 | 1223 | 6.1396
2012 | 5 | 17 | 3 | 198 | 197.7 | 1220 | 6.171
2012 | 5 | 17 | 4 | 198.4 | 198.1 | 1221 | 6.1636
2012 | 5 | 17 | 5 | 197.2 | 196.9 | 1216 | 6.1757
2012 | 5 | 17 | 6 | 200.2 | 199.9 | 1227 | 6.1381
2012 | 5 | 17 | 7 | 201.5 | 200.9 | 1232 | 6.1324
2012 | 5 | 17 | 8 | 235.9 | 194.2 | 1166 | 6.0041
2012 | 5 | 17 | 9 | 207.6 | 167.1 | 1057 | 6.3256
2012 | 5 | 17 | 10 | 199.8 | 159.3 | 1020 | 6.403
2012 | 5 | 17 | 11 | 196.6 | 155.9 | 1006 | 6.4529
2012 | 5 | 17 | 12 | 199.8 | 159.1 | 1041 | 6.5431
2012 | 5 | 17 | 13 | 208.7 | 167.9 | 1067 | 6.355
2012 | 5 | 17 | 14 | 213.3 | 172.6 | 1087 | 6.2978
2012 | 5 | 17 | 15 | 207.3 | 166.6 | 1057 | 6.3445
2012 | 5 | 17 | 16 | 211.5 | 170.8 | 1078 | 6.3115
2012 | 5 | 17 | 17 | 211.5 | 170.8 | 1065 | 6.2354
2012 | 5 | 17 | 18 | 208.5 | 168.2 | 1049 | 6.2366
2012 | 5 | 17 | 19 | 206 | 166.4 | 1064 | 6.3942
2012 | 5 | 17 | 20 | 219.2 | 173.5 | 1092 | 6.2939
2012 | 5 | 17 | 21 | 217.7 | 166 | 1050 | 6.3253
2012 | 5 | 17 | 22 | 220.4 | 168.7 | 1062 | 6.2952
2012 | 5 | 17 | 23 | 214.3 | 162.6 | 1032 | 6.3469
2012 | 5 | 17 | 24 | 216.2 | 164.5 | 1042 | 6.3343
2012 | 5 | 18 | 1 | 222 | 170.3 | 1068 | 6.2713
2012 | 5 | 18 | 2 | 224.1 | 172.5 | 1076 | 6.2377
2012 | 5 | 18 | 3 | 218.3 | 166.7 | 1049 | 6.2927
2012 | 5 | 18 | 4 | 212.9 | 161.2 | 1021 | 6.3337
2012 | 5 | 18 | 5 | 218 | 166.4 | 1043 | 6.268
2012 | 5 | 18 | 6 | 203 | 151.3 | 970 | 6.4111
2012 | 5 | 18 | 7 | 206.4 | 154.8 | 991 | 6.4018
2012 | 5 | 18 | 8 | 209.8 | 158.2 | 1006 | 6.359
2012 | 5 | 18 | 9 | 210.5 | 158.9 | 1010 | 6.3562
2012 | 5 | 18 | 10 | 219.8 | 168.1 | 1053 | 6.2641
2012 | 5 | 18 | 11 | 218.2 | 166.4 | 1041 | 6.256
2012 | 5 | 18 | 12 | 211 | 159.1 | 1008 | 6.3356
2012 | 5 | 18 | 13 | 215.9 | 164.1 | 1034 | 6.301
2012 | 5 | 18 | 14 | 219.1 | 167.1 | 1051 | 6.2896
2012 | 5 | 18 | 15 | 223.3 | 171.3 | 1072 | 6.258
2012 | 5 | 18 | 16 | 221.5 | 169.6 | 1060 | 6.25
2012 | 5 | 18 | 17 | 225.2 | 173.3 | 1080 | 6.232
2012 | 5 | 18 | 18 | 246.2 | 194.3 | 1150 | 5.9187
2012 | 5 | 18 | 19 | 223.8 | 190 | 1144 | 6.0211
2012 | 5 | 18 | 20 | 199 | 192.8 | 1179 | 6.1151
2012 | 5 | 18 | 21 | 188.5 | 188.2 | 1179 | 6.2646
2012 | 5 | 18 | 22 | 182.3 | 182 | 1154 | 6.3407
2012 | 5 | 18 | 23 | 195.6 | 195.3 | 1211 | 6.2007
2012 | 5 | 18 | 24 | 198.1 | 197.8 | 1222 | 6.178
2012 | 5 | 19 | 1 | 199.7 | 199.4 | 1231 | 6.1735
2012 | 5 | 19 | 2 | 221.6 | 200.6 | 1216 | 6.0618
2012 | 5 | 19 | 3 | 224.1 | 201.3 | 1211 | 6.0159
2012 | 5 | 19 | 4 | 223.1 | 200.3 | 1201 | 5.996
2012 | 5 | 19 | 5 | 221 | 198.2 | 1191 | 6.0091
2012 | 5 | 19 | 6 | 215.6 | 192.9 | 1173 | 6.0809
2012 | 5 | 19 | 7 | 221.5 | 198.7 | 1194 | 6.0091
2012 | 5 | 19 | 8 | 221.4 | 198.7 | 1195 | 6.0141
2012 | 5 | 19 | 9 | 222.7 | 200 | 1200 | 6
2012 | 5 | 19 | 10 | 224.7 | 201.8 | 1205 | 5.9713
2012 | 5 | 19 | 11 | 224.4 | 201.4 | 1205 | 5.9831
2012 | 5 | 19 | 12 | 223.4 | 200.4 | 1203 | 6.003
2012 | 5 | 19 | 13 | 226.2 | 201 | 1206 | 6
2012 | 5 | 19 | 14 | 223.2 | 196.4 | 1186 | 6.0387
2012 | 5 | 19 | 15 | 220.9 | 194.2 | 1175 | 6.0505
2012 | 5 | 19 | 16 | 220.5 | 193.8 | 1171 | 6.0423
2012 | 5 | 19 | 17 | 223.6 | 196.9 | 1186 | 6.0234
2012 | 5 | 19 | 18 | 223.2 | 196.5 | 1179 | 6
2012 | 5 | 19 | 19 | 225.1 | 198.4 | 1190 | 5.998
2012 | 5 | 19 | 20 | 225.5 | 198.8 | 1194 | 6.006
2012 | 5 | 19 | 21 | 262.5 | 191 | 1133 | 5.9319
2012 | 5 | 19 | 22 | 266.2 | 193 | 1136 | 5.886
2012 | 5 | 19 | 23 | 257.8 | 193.8 | 1138 | 5.872
2012 | 5 | 19 | 24 | 249.5 | 198.8 | 1171 | 5.8903
2012 | 5 | 20 | 1 | 260 | 193.3 | 1139 | 5.8924
2012 | 5 | 20 | 2 | 261 | 193.6 | 1136 | 5.8678
2012 | 5 | 20 | 3 | 222.2 | 184.3 | 1120 | 6.077
2012 | 5 | 20 | 4 | 208.6 | 187.1 | 1150 | 6.1464
2012 | 5 | 20 | 5 | 197.3 | 184.1 | 1152 | 6.2575
2012 | 5 | 20 | 6 | 186.1 | 185.8 | 1172 | 6.3079
2012 | 5 | 20 | 7 | 195 | 194.7 | 1209 | 6.2096
2012 | 5 | 20 | 8 | 198.8 | 198.5 | 1221 | 6.1511
2012 | 5 | 20 | 9 | 200.9 | 200.6 | 1229 | 6.1266
2012 | 5 | 20 | 10 | 200.6 | 200.3 | 1230 | 6.1408
2012 | 5 | 20 | 11 | 202.2 | 200.1 | 1229 | 6.1419
2012 | 5 | 20 | 12 | 217.1 | 200.2 | 1220 | 6.0939
2012 | 5 | 20 | 13 | 222.9 | 200 | 1208 | 6.04
2012 | 5 | 20 | 14 | 224.5 | 201 | 1211 | 6.0249
2012 | 5 | 20 | 15 | 234.6 | 201.2 | 1202 | 5.9742
2012 | 5 | 20 | 16 | 249.2 | 202.5 | 1193 | 5.8914
2012 | 5 | 20 | 17 | 240.8 | 200.5 | 1190 | 5.9352
2012 | 5 | 20 | 18 | 230.3 | 200.1 | 1194 | 5.967
2012 | 5 | 20 | 19 | 241.7 | 197.9 | 1180 | 5.9626
2012 | 5 | 20 | 20 | 242.7 | 190 | 1145 | 6.0263
2012 | 5 | 20 | 21 | 251.5 | 198.8 | 1172 | 5.8954
2012 | 5 | 20 | 22 | 250.2 | 197.4 | 1171 | 5.9321
2012 | 5 | 20 | 23 | 251 | 198.3 | 1169 | 5.8951
2012 | 5 | 20 | 24 | 247.2 | 194.5 | 1152 | 5.9229
2012 | 5 | 21 | 1 | 230.8 | 194.1 | 1161 | 5.9815
2012 | 5 | 21 | 2 | 218.6 | 195.1 | 1179 | 6.0431
2012 | 5 | 21 | 3 | 201.3 | 190.1 | 1175 | 6.181
2012 | 5 | 21 | 4 | 199.2 | 198.8 | 1220 | 6.1368
2012 | 5 | 21 | 5 | 199.8 | 199.5 | 1219 | 6.1103
2012 | 5 | 21 | 6 | 200.4 | 200.1 | 1227 | 6.1319
2012 | 5 | 21 | 7 | 201.6 | 200.4 | 1229 | 6.1327
2012 | 5 | 21 | 8 | 225 | 201 | 1214 | 6.0398
2012 | 5 | 21 | 9 | 231.9 | 202.4 | 1207 | 5.9634
2012 | 5 | 21 | 10 | 233.2 | 201.9 | 1202 | 5.9534
2012 | 5 | 21 | 11 | 236.2 | 201.9 | 1199 | 5.9386
2012 | 5 | 21 | 12 | 241.6 | 194.4 | 1162 | 5.9774
2012 | 5 | 21 | 13 | 223.8 | 171.1 | 1066 | 6.2303
2012 | 5 | 21 | 14 | 211.5 | 158.8 | 1010 | 6.3602
2012 | 5 | 21 | 15 | 221.4 | 168.7 | 1057 | 6.2656
2012 | 5 | 21 | 16 | 223.7 | 171 | 1074 | 6.2807
2012 | 5 | 21 | 17 | 225.6 | 172.9 | 1079 | 6.2406
2012 | 5 | 21 | 18 | 228.6 | 175.9 | 1094 | 6.2194
2012 | 5 | 21 | 19 | 226.3 | 173.5 | 1084 | 6.2478
2012 | 5 | 21 | 20 | 226.6 | 173.8 | 1086 | 6.2486
2012 | 5 | 21 | 21 | 225.9 | 171.7 | 1072 | 6.2434
2012 | 5 | 21 | 22 | 228.2 | 154.8 | 979 | 6.3243
2012 | 5 | 21 | 23 | 229.7 | 156.3 | 989 | 6.3276
2012 | 5 | 21 | 24 | 234.4 | 161.1 | 1004 | 6.2322
2012 | 5 | 22 | 1 | 233.7 | 160.4 | 1005 | 6.2656
2012 | 5 | 22 | 2 | 239.6 | 166.4 | 1028 | 6.1779
2012 | 5 | 22 | 3 | 196 | 140.2 | 893 | 6.3695
2012 | 5 | 22 | 4 | 195.3 | 145.2 | 932 | 6.4187
2012 | 5 | 22 | 5 | 212.5 | 162.4 | 1027 | 6.3239
2012 | 5 | 22 | 6 | 209.1 | 159.1 | 1011 | 6.3545
2012 | 5 | 22 | 7 | 201.8 | 151.7 | 972 | 6.4074
2012 | 5 | 22 | 8 | 208.6 | 180 | 1124 | 6.2444
2012 | 5 | 22 | 9 | 193.5 | 172.2 | 1094 | 6.3531
2012 | 5 | 22 | 10 | 195.1 | 173.8 | 1108 | 6.3751
2012 | 5 | 22 | 11 | 199.5 | 178.2 | 1127 | 6.3244
2012 | 5 | 22 | 12 | 216.7 | 181.1 | 1125 | 6.212
2012 | 5 | 22 | 13 | 209.3 | 162.9 | 1035 | 6.3536
2012 | 5 | 22 | 14 | 209.1 | 162.7 | 1032 | 6.343
2012 | 5 | 22 | 15 | 213.4 | 167 | 1055 | 6.3174
2012 | 5 | 22 | 16 | 212.4 | 165.9 | 1052 | 6.3412
2012 | 5 | 22 | 17 | 214.3 | 167.8 | 1059 | 6.3111
2012 | 5 | 22 | 18 | 218.6 | 172.1 | 1080 | 6.2754
2012 | 5 | 22 | 19 | 209.5 | 163.1 | 1033 | 6.3335
2012 | 5 | 22 | 20 | 204.1 | 157.7 | 1008 | 6.3919
2012 | 5 | 22 | 21 | 206.9 | 161.8 | 1031 | 6.3721
2012 | 5 | 22 | 22 | 196 | 165.1 | 1058 | 6.4082
2012 | 5 | 22 | 23 | 207.8 | 176.9 | 1111 | 6.2804
2012 | 5 | 22 | 24 | 201.5 | 170.6 | 1053 | 6.1723
2012 | 5 | 23 | 1 | 190.5 | 159.6 | 1028 | 6.4411
2012 | 5 | 23 | 2 | 181.3 | 150.4 | 981 | 6.5226
2012 | 5 | 23 | 3 | 182.7 | 151.8 | 991 | 6.5283
2012 | 5 | 23 | 4 | 181 | 150.1 | 982 | 6.5423
2012 | 5 | 23 | 5 | 194 | 163.1 | 1052 | 6.45
2012 | 5 | 23 | 6 | 200.1 | 169.2 | 1078 | 6.3712
2012 | 5 | 23 | 7 | 195.7 | 169.8 | 1079 | 6.3545
2012 | 5 | 23 | 8 | 183.2 | 182.9 | 1158 | 6.3313
2012 | 5 | 23 | 9 | 173 | 172.7 | 1117 | 6.4679
2012 | 5 | 23 | 10 | 185.4 | 159.1 | 1029 | 6.4676
2012 | 5 | 23 | 11 | 192.3 | 160.7 | 1036 | 6.4468
2012 | 5 | 23 | 12 | 191.8 | 160.2 | 1032 | 6.4419
2012 | 5 | 23 | 13 | 196 | 164.3 | 1053 | 6.409
2012 | 5 | 23 | 14 | 199.1 | 167.4 | 1071 | 6.3978
2012 | 5 | 23 | 15 | 198 | 166.3 | 1064 | 6.3981
2012 | 5 | 23 | 16 | 201.8 | 170.1 | 1083 | 6.3668
2012 | 5 | 23 | 17 | 203.4 | 171.7 | 1091 | 6.3541
2012 | 5 | 23 | 18 | 203.1 | 189.7 | 1178 | 6.2098
2012 | 5 | 23 | 19 | 200.5 | 189.2 | 1181 | 6.2421
2012 | 5 | 23 | 20 | 204.6 | 193.3 | 1193 | 6.1718
2012 | 5 | 23 | 21 | 201.3 | 190 | 1178 | 6.2
2012 | 5 | 23 | 22 | 202.6 | 191.3 | 1188 | 6.2101
2012 | 5 | 23 | 23 | 209.6 | 198.3 | 1212 | 6.112
2012 | 5 | 23 | 24 | 209.3 | 198.1 | 1213 | 6.1232
2012 | 5 | 24 | 1 | 209.4 | 198.2 | 1214 | 6.1251
2012 | 5 | 24 | 2 | 219.3 | 199.2 | 1211 | 6.0793
2012 | 5 | 24 | 3 | 223.1 | 200.3 | 1208 | 6.031
2012 | 5 | 24 | 4 | 217.9 | 198.6 | 1199 | 6.0373
2012 | 5 | 24 | 5 | 211.1 | 199.9 | 1209 | 6.048
2012 | 5 | 24 | 6 | 210.4 | 199.2 | 1209 | 6.0693
2012 | 5 | 24 | 7 | 211.7 | 200.5 | 1214 | 6.0549
2012 | 5 | 24 | 8 | 210.2 | 199 | 1209 | 6.0754
2012 | 5 | 24 | 9 | 211.7 | 200.5 | 1217 | 6.0698
2012 | 5 | 24 | 10 | 211.5 | 200.3 | 1218 | 6.0809
2012 | 5 | 24 | 11 | 217.5 | 201.4 | 1217 | 6.0427
2012 | 5 | 24 | 12 | 224.6 | 201.7 | 1213 | 6.0139
2012 | 5 | 24 | 13 | 224.6 | 201.7 | 1206 | 5.9792
2012 | 5 | 24 | 14 | 222.1 | 199.2 | 1203 | 6.0392
2012 | 5 | 24 | 15 | 227.1 | 200.7 | 1205 | 6.004
2012 | 5 | 24 | 16 | 226.4 | 193.9 | 1173 | 6.0495
2012 | 5 | 24 | 17 | 220.2 | 182.6 | 1128 | 6.1774
2012 | 5 | 24 | 18 | 236.6 | 171.4 | 1010 | 5.8926
2012 | 5 | 24 | 19 | 225.2 | 157.5 | 995 | 6.3175
2012 | 5 | 24 | 20 | 231.6 | 164 | 1023 | 6.2378
2012 | 5 | 24 | 21 | 232.5 | 164.8 | 1026 | 6.2257
2012 | 5 | 24 | 22 | 233 | 170.6 | 1055 | 6.1841
2012 | 5 | 24 | 23 | 217.7 | 158.6 | 997 | 6.2863
2012 | 5 | 24 | 24 | 210.1 | 153.3 | 977 | 6.3731
2012 | 5 | 25 | 1 | 207.6 | 153.1 | 983 | 6.4206
2012 | 5 | 25 | 2 | 212.3 | 160.2 | 1022 | 6.3795
2012 | 5 | 25 | 3 | 219.8 | 170 | 1072 | 6.3059
2012 | 5 | 25 | 4 | 224.6 | 180.6 | 1118 | 6.1905
2012 | 5 | 25 | 5 | 232.7 | 194.8 | 1170 | 6.0062
2012 | 5 | 25 | 6 | 230.6 | 192.6 | 1154 | 5.9917
2012 | 5 | 25 | 7 | 225.1 | 188.6 | 1143 | 6.0604
2012 | 5 | 25 | 8 | 226 | 189.7 | 1146 | 6.0411
2012 | 5 | 25 | 9 | 205.3 | 170.7 | 1074 | 6.2917
2012 | 5 | 25 | 10 | 201.8 | 169.4 | 1077 | 6.3577
2012 | 5 | 25 | 11 | 206.4 | 175.4 | 1109 | 6.3227
2012 | 5 | 25 | 12 | 208.9 | 180.5 | 1136 | 6.2936
2012 | 5 | 25 | 13 | 212.8 | 184.7 | 1150 | 6.2263
2012 | 5 | 25 | 14 | 211.1 | 176.6 | 1110 | 6.2854
2012 | 5 | 25 | 15 | 209.3 | 171.8 | 1090 | 6.3446
2012 | 5 | 25 | 16 | 210.4 | 172.9 | 1101 | 6.3678
2012 | 5 | 25 | 17 | 209.2 | 171.7 | 1090 | 6.3483
2012 | 5 | 25 | 18 | 210.5 | 173 | 1098 | 6.3468
2012 | 5 | 25 | 19 | 211.9 | 174.4 | 1102 | 6.3188
2012 | 5 | 25 | 20 | 218.9 | 181.4 | 1127 | 6.2128
2012 | 5 | 25 | 21 | 226.2 | 188.8 | 1148 | 6.0805
2012 | 5 | 25 | 22 | 224.2 | 186.8 | 1138 | 6.0921
2012 | 5 | 25 | 23 | 220.1 | 183.2 | 1129 | 6.1627
2012 | 5 | 25 | 24 | 220.7 | 186.4 | 1139 | 6.1105
2012 | 5 | 26 | 1 | 218.7 | 186.6 | 1146 | 6.1415
2012 | 5 | 26 | 2 | 230.6 | 198.5 | 1188 | 5.9849
2012 | 5 | 26 | 3 | 232.1 | 200 | 1197 | 5.985
2012 | 5 | 26 | 4 | 237.7 | 198.2 | 1183 | 5.9687
2012 | 5 | 26 | 5 | 232.4 | 192.8 | 1162 | 6.027
2012 | 5 | 26 | 6 | 219.7 | 173.4 | 1087 | 6.2687
2012 | 5 | 26 | 7 | 221.9 | 172.3 | 1081 | 6.2739
2012 | 5 | 26 | 8 | 237.2 | 175.2 | 1087 | 6.2043
2012 | 5 | 26 | 9 | 234.5 | 171.9 | 1066 | 6.2013
2012 | 5 | 26 | 10 | 235.3 | 172.8 | 1069 | 6.1863
2012 | 5 | 26 | 11 | 236.1 | 173.5 | 1072 | 6.1787
2012 | 5 | 26 | 12 | 237.6 | 175 | 1078 | 6.16
2012 | 5 | 26 | 13 | 238.5 | 175.9 | 1079 | 6.1342
2012 | 5 | 26 | 14 | 229.3 | 166.6 | 1036 | 6.2185
2012 | 5 | 26 | 15 | 232.4 | 169.8 | 1051 | 6.1896
2012 | 5 | 26 | 16 | 224.8 | 172.4 | 1069 | 6.2007
2012 | 5 | 26 | 17 | 218.8 | 167.6 | 1049 | 6.2589
2012 | 5 | 26 | 18 | 216.8 | 165.6 | 1044 | 6.3043
2012 | 5 | 26 | 19 | 221.4 | 170.2 | 1067 | 6.2691
2012 | 5 | 26 | 20 | 221.8 | 170.5 | 1067 | 6.2581
2012 | 5 | 26 | 21 | 228.3 | 177.1 | 1099 | 6.2055
2012 | 5 | 26 | 22 | 217.8 | 166.7 | 1041 | 6.2448
2012 | 5 | 26 | 23 | 207.8 | 156.7 | 994 | 6.3433
2012 | 5 | 26 | 24 | 208.6 | 157.6 | 1001 | 6.3515
2012 | 5 | 27 | 1 | 208.6 | 157.5 | 1003 | 6.3683
2012 | 5 | 27 | 2 | 204.9 | 153.8 | 985 | 6.4044
2012 | 5 | 27 | 3 | 205.1 | 154.1 | 984 | 6.3855
2012 | 5 | 27 | 4 | 188.2 | 158.5 | 1017 | 6.4164
2012 | 5 | 27 | 5 | 175.1 | 162 | 1051 | 6.4877
2012 | 5 | 27 | 6 | 175.7 | 164.1 | 1068 | 6.5082
2012 | 5 | 27 | 7 | 176.6 | 165.7 | 1073 | 6.4756
2012 | 5 | 27 | 8 | 196.8 | 179.4 | 1135 | 6.3266
2012 | 5 | 27 | 9 | 187 | 169.8 | 1085 | 6.3899
2012 | 5 | 27 | 10 | 190.6 | 168.6 | 1072 | 6.3582
2012 | 5 | 27 | 11 | 190.8 | 168.6 | 1072 | 6.3582
2012 | 5 | 27 | 12 | 188.1 | 165.9 | 1057 | 6.3713
2012 | 5 | 27 | 13 | 183.9 | 161.6 | 1038 | 6.4233
2012 | 5 | 27 | 14 | 183.7 | 161.4 | 1034 | 6.4064
2012 | 5 | 27 | 15 | 183.2 | 161 | 1036 | 6.4348
2012 | 5 | 27 | 16 | 185.2 | 168 | 1075 | 6.3988
2012 | 5 | 27 | 17 | 178.8 | 161.8 | 1041 | 6.4339
2012 | 5 | 27 | 18 | 177.2 | 160.2 | 1036 | 6.4669
2012 | 5 | 27 | 19 | 174.6 | 157.6 | 1021 | 6.4784
2012 | 5 | 27 | 20 | 178.8 | 161.8 | 1044 | 6.4524
2012 | 5 | 27 | 21 | 180.7 | 163.8 | 1053 | 6.4286
2012 | 5 | 27 | 22 | 184.5 | 167.6 | 1071 | 6.3902
2012 | 5 | 27 | 23 | 177 | 160.1 | 1031 | 6.4397
2012 | 5 | 27 | 24 | 170.3 | 153.4 | 997 | 6.4993
2012 | 5 | 28 | 1 | 174.9 | 158 | 1025 | 6.4873
2012 | 5 | 28 | 2 | 171.4 | 160.2 | 1036 | 6.4669
2012 | 5 | 28 | 3 | 167 | 155.5 | 1016 | 6.5338
2012 | 5 | 28 | 4 | 160.7 | 149.2 | 978 | 6.555
2012 | 5 | 28 | 5 | 159.6 | 148.1 | 973 | 6.5699
2012 | 5 | 28 | 6 | 162.7 | 151.2 | 992 | 6.5608
2012 | 5 | 28 | 7 | 176.9 | 165.4 | 1062 | 6.4208
2012 | 5 | 28 | 8 | 169.6 | 152.6 | 991 | 6.4941
2012 | 5 | 28 | 9 | 174.8 | 157.7 | 1017 | 6.449
2012 | 5 | 28 | 10 | 186.3 | 163.2 | 1039 | 6.3664
2012 | 5 | 28 | 11 | 182.9 | 160.4 | 1022 | 6.3716
2012 | 5 | 28 | 12 | 183.8 | 161.3 | 1027 | 6.367
2012 | 5 | 28 | 13 | 174.8 | 152.3 | 980 | 6.4347
2012 | 5 | 28 | 14 | 177.3 | 154.7 | 997 | 6.4447
2012 | 5 | 28 | 15 | 185.6 | 163 | 1043 | 6.3988
2012 | 5 | 28 | 16 | 180.2 | 162.1 | 1042 | 6.4281
2012 | 5 | 28 | 17 | 194.6 | 177 | 1119 | 6.322
2012 | 5 | 28 | 18 | 191.1 | 175.1 | 1102 | 6.2935
2012 | 5 | 28 | 19 | 147.9 | 147.5 | 984 | 6.6712
2012 | 5 | 28 | 20 | 176 | 170.2 | 1102 | 6.4747
2012 | 5 | 28 | 21 | 216.8 | 198.4 | 1208 | 6.0887
2012 | 5 | 28 | 22 | 217.6 | 199.2 | 1200 | 6.0241
2012 | 5 | 28 | 23 | 214.6 | 196.2 | 1183 | 6.0296
2012 | 5 | 28 | 24 | 194.8 | 176.4 | 1109 | 6.2868
2012 | 5 | 29 | 1 | 209.6 | 189.1 | 1161 | 6.1396
2012 | 5 | 29 | 2 | 208 | 194.9 | 1184 | 6.0749
2012 | 5 | 29 | 3 | 212.4 | 200 | 1203 | 6.015
2012 | 5 | 29 | 4 | 211.4 | 199.1 | 1197 | 6.0121
2012 | 5 | 29 | 5 | 207.4 | 195.1 | 1182 | 6.0584
2012 | 5 | 29 | 6 | 212.4 | 200.1 | 1196 | 5.977
2012 | 5 | 29 | 7 | 213 | 200.7 | 1196 | 5.9591
2012 | 5 | 29 | 8 | 212.6 | 194.4 | 1167 | 6.0031
2012 | 5 | 29 | 9 | 179 | 160.3 | 1024 | 6.388
2012 | 5 | 29 | 10 | 156.6 | 155 | 1017 | 6.5613
2012 | 5 | 29 | 11 | 154.6 | 154.3 | 1024 | 6.6364
2012 | 5 | 29 | 12 | 174.2 | 153.5 | 1012 | 6.5928
2012 | 5 | 29 | 13 | 177.7 | 151.4 | 992 | 6.5522
2012 | 5 | 29 | 14 | 187.6 | 162.6 | 1055 | 6.4883
2012 | 5 | 29 | 15 | 219.9 | 186.4 | 1143 | 6.132
2012 | 5 | 29 | 16 | 169.6 | 160 | 1029 | 6.4313
2012 | 5 | 29 | 17 | 185.2 | 165.9 | 1069 | 6.4436
2012 | 5 | 29 | 18 | 181.4 | 151.8 | 994 | 6.5481
2012 | 5 | 29 | 19 | 196.5 | 164.9 | 1061 | 6.4342
2012 | 5 | 29 | 20 | 212.4 | 180.8 | 1131 | 6.2555
2012 | 5 | 29 | 21 | 216.2 | 184.6 | 1139 | 6.1701
2012 | 5 | 29 | 22 | 220 | 188.4 | 1151 | 6.1093
2012 | 5 | 29 | 23 | 210.9 | 179.3 | 1117 | 6.2298
2012 | 5 | 29 | 24 | 214.9 | 183.4 | 1133 | 6.1778
2012 | 5 | 30 | 1 | 209.2 | 177.6 | 1118 | 6.295
2012 | 5 | 30 | 2 | 224.3 | 192.7 | 1171 | 6.0768
2012 | 5 | 30 | 3 | 218.1 | 193.9 | 1178 | 6.0753
2012 | 5 | 30 | 4 | 203.4 | 185.9 | 1151 | 6.1915
2012 | 5 | 30 | 5 | 174.2 | 160.5 | 1043 | 6.4984
2012 | 5 | 30 | 6 | 162.4 | 148.7 | 985 | 6.6241
2012 | 5 | 30 | 7 | 173.3 | 159.7 | 1044 | 6.5373
2012 | 5 | 30 | 8 | 182.2 | 164.2 | 1064 | 6.4799
2012 | 5 | 30 | 9 | 163.4 | 144.6 | 951 | 6.5768
2012 | 5 | 30 | 10 | 150.6 | 128 | 858 | 6.7031
2012 | 5 | 30 | 11 | 163.3 | 140.2 | 936 | 6.6762
2012 | 5 | 30 | 12 | 177.2 | 154.1 | 1015 | 6.5866
2012 | 5 | 30 | 13 | 178.6 | 155.5 | 1021 | 6.5659
2012 | 5 | 30 | 14 | 175.5 | 152.3 | 1001 | 6.5726
2012 | 5 | 30 | 15 | 189.6 | 166.7 | 1077 | 6.4607
2012 | 5 | 30 | 16 | 204.4 | 186.1 | 1166 | 6.2654
2012 | 5 | 30 | 17 | 197.6 | 179.3 | 1140 | 6.3581
2012 | 5 | 30 | 18 | 211.4 | 193.1 | 1191 | 6.1678
2012 | 5 | 30 | 19 | 217.1 | 198.8 | 1205 | 6.0614
2012 | 5 | 30 | 20 | 217.2 | 198.8 | 1202 | 6.0463
2012 | 5 | 30 | 21 | 218.7 | 200.4 | 1205 | 6.013
2012 | 5 | 30 | 22 | 210.6 | 192.4 | 1171 | 6.0863
2012 | 5 | 30 | 23 | 191.4 | 175.8 | 1111 | 6.3197
2012 | 5 | 30 | 24 | 189 | 173.5 | 1111 | 6.4035
2012 | 5 | 31 | 1 | 197.1 | 181.3 | 1150 | 6.3431
2012 | 5 | 31 | 2 | 196.6 | 185.6 | 1168 | 6.2931
2012 | 5 | 31 | 3 | 197.4 | 186.6 | 1172 | 6.2808
2012 | 5 | 31 | 4 | 189 | 178.2 | 1141 | 6.4029
2012 | 5 | 31 | 5 | 177.9 | 167 | 1089 | 6.521
2012 | 5 | 31 | 6 | 178 | 167.2 | 1090 | 6.5191
2012 | 5 | 31 | 7 | 182.2 | 171.3 | 1105 | 6.4507
2012 | 5 | 31 | 8 | 191.7 | 176.5 | 1127 | 6.3853
2012 | 5 | 31 | 9 | 189.8 | 174.6 | 1112 | 6.3688
2012 | 5 | 31 | 10 | 205.5 | 184 | 1148 | 6.2391
2012 | 5 | 31 | 11 | 194.2 | 172.8 | 1100 | 6.3657
2012 | 5 | 31 | 12 | 178.8 | 157.4 | 1020 | 6.4803
2012 | 5 | 31 | 13 | 183.7 | 155.4 | 1008 | 6.4865
2012 | 5 | 31 | 14 | 163.4 | 142.1 | 941 | 6.6221
2012 | 5 | 31 | 15 | 173.9 | 152.6 | 1005 | 6.5858
2012 | 5 | 31 | 16 | 182 | 165.7 | 1077 | 6.4997
2012 | 5 | 31 | 17 | 186.8 | 171.8 | 1109 | 6.4552
2012 | 5 | 31 | 18 | 197.2 | 180.9 | 1148 | 6.346
2012 | 5 | 31 | 19 | 204 | 187.1 | 1170 | 6.2533
2012 | 5 | 31 | 20 | 192.3 | 175.7 | 1121 | 6.3802
2012 | 5 | 31 | 21 | 186.7 | 170.8 | 1095 | 6.411
2012 | 5 | 31 | 22 | 184.8 | 169 | 1093 | 6.4675
2012 | 5 | 31 | 23 | 187.5 | 171.7 | 1106 | 6.4415
2012 | 5 | 31 | 24 | 197.6 | 181.8 | 1149 | 6.3201
2012 | 6 | 1 | 1 | 188.2 | 172.3 | 1105 | 6.4132
2012 | 6 | 1 | 2 | 192.9 | 181.4 | 1153 | 6.3561
2012 | 6 | 1 | 3 | 188.2 | 176.9 | 1126 | 6.3652
2012 | 6 | 1 | 4 | 167.7 | 156.8 | 1033 | 6.588
2012 | 6 | 1 | 5 | 173.3 | 162.6 | 1064 | 6.5437
2012 | 6 | 1 | 6 | 165.1 | 154.3 | 1020 | 6.6105
2012 | 6 | 1 | 7 | 179.4 | 168.6 | 1095 | 6.4947
2012 | 6 | 1 | 8 | 181.7 | 166 | 1076 | 6.4819
2012 | 6 | 1 | 9 | 164.1 | 148.2 | 977 | 6.5924
2012 | 6 | 1 | 10 | 181.9 | 160.4 | 1046 | 6.5212
2012 | 6 | 1 | 11 | 190.2 | 168.6 | 1082 | 6.4176
2012 | 6 | 1 | 12 | 194.2 | 172.6 | 1097 | 6.3557
2012 | 6 | 1 | 13 | 187.9 | 172 | 1089 | 6.3314
2012 | 6 | 1 | 14 | 149.9 | 149.5 | 986 | 6.5953
2012 | 6 | 1 | 15 | 153.6 | 153.2 | 1021 | 6.6645
2012 | 6 | 1 | 16 | 155 | 154.7 | 1036 | 6.6968
2012 | 6 | 1 | 17 | 201.2 | 186.7 | 1180 | 6.3203
2012 | 6 | 1 | 18 | 206.3 | 190.1 | 1185 | 6.2336
2012 | 6 | 1 | 19 | 204.8 | 188.8 | 1174 | 6.2182
2012 | 6 | 1 | 20 | 208 | 191.9 | 1185 | 6.1751
2012 | 6 | 1 | 21 | 210.9 | 194.8 | 1195 | 6.1345
2012 | 6 | 1 | 22 | 200.7 | 184.7 | 1158 | 6.2696
2012 | 6 | 1 | 23 | 201.7 | 185.8 | 1165 | 6.2702
2012 | 6 | 1 | 24 | 203.7 | 187.8 | 1169 | 6.2247
2012 | 6 | 2 | 1 | 184.2 | 169.6 | 1094 | 6.4505
2012 | 6 | 2 | 2 | 169.3 | 158.5 | 1044 | 6.5868
2012 | 6 | 2 | 3 | 165.1 | 154.8 | 1029 | 6.6473
2012 | 6 | 2 | 4 | 143.3 | 133 | 895 | 6.7293
2012 | 6 | 2 | 5 | 120.9 | 110.7 | 756 | 6.8293
2012 | 6 | 2 | 6 | 119 | 108.7 | 748 | 6.8813
2012 | 6 | 2 | 7 | 140.9 | 130.7 | 893 | 6.8324
2012 | 6 | 2 | 8 | 150.6 | 135.9 | 920 | 6.7697
2012 | 6 | 2 | 9 | 145.8 | 130.9 | 886 | 6.7685
2012 | 6 | 2 | 10 | 142.8 | 123.5 | 835 | 6.7611
2012 | 6 | 2 | 11 | 146.3 | 127.2 | 858 | 6.7453
2012 | 6 | 2 | 12 | 166.4 | 147.4 | 976 | 6.6214
2012 | 6 | 2 | 13 | 161.7 | 142.5 | 950 | 6.6667
2012 | 6 | 2 | 14 | 158.8 | 139.6 | 933 | 6.6834
2012 | 6 | 2 | 15 | 153.4 | 134.2 | 901 | 6.7139
2012 | 6 | 2 | 16 | 130.4 | 115.3 | 781 | 6.7736
2012 | 6 | 2 | 17 | 135.7 | 120.8 | 821 | 6.7964
2012 | 6 | 2 | 18 | 140.8 | 126 | 853 | 6.7698
2012 | 6 | 2 | 19 | 141.6 | 126.8 | 856 | 6.7508
2012 | 6 | 2 | 20 | 145.4 | 130.6 | 880 | 6.7381
2012 | 6 | 2 | 21 | 153.2 | 138.6 | 923 | 6.6595
2012 | 6 | 2 | 22 | 149.7 | 135.1 | 898 | 6.6469
2012 | 6 | 2 | 23 | 130.6 | 115.9 | 782 | 6.7472
2012 | 6 | 2 | 24 | 129.7 | 114.9 | 774 | 6.7363
2012 | 6 | 3 | 1 | 117.7 | 103 | 698 | 6.7767
2012 | 6 | 3 | 2 | 127 | 117.1 | 800 | 6.8318
2012 | 6 | 3 | 3 | 131.3 | 121.9 | 833 | 6.8335
2012 | 6 | 3 | 4 | 139.6 | 130.2 | 888 | 6.8203
2012 | 6 | 3 | 5 | 129 | 119.7 | 817 | 6.8254
2012 | 6 | 3 | 6 | 107.2 | 97.7 | 671 | 6.868
2012 | 6 | 3 | 7 | 102.4 | 93 | 648 | 6.9677
2012 | 6 | 3 | 8 | 137.7 | 122.7 | 841 | 6.8541
2012 | 6 | 3 | 9 | 139.9 | 125.4 | 855 | 6.8182
2012 | 6 | 3 | 10 | 143.8 | 124.1 | 843 | 6.7929
2012 | 6 | 3 | 11 | 133.2 | 113.2 | 769 | 6.7933
2012 | 6 | 3 | 12 | 127.5 | 107.5 | 734 | 6.8279
2012 | 6 | 3 | 13 | 136.6 | 116.7 | 797 | 6.8295
2012 | 6 | 3 | 14 | 159.1 | 133.9 | 906 | 6.7662
2012 | 6 | 3 | 15 | 182.3 | 138.9 | 923 | 6.6451
2012 | 6 | 3 | 16 | 197.5 | 157.1 | 1018 | 6.4799
2012 | 6 | 3 | 17 | 201 | 173.8 | 1103 | 6.3464
2012 | 6 | 3 | 18 | 196.2 | 181.2 | 1139 | 6.2859
2012 | 6 | 3 | 19 | 205.3 | 190.5 | 1176 | 6.1732
2012 | 6 | 3 | 20 | 179.7 | 165.2 | 1069 | 6.4709
2012 | 6 | 3 | 21 | 175.1 | 160.7 | 1049 | 6.5277
2012 | 6 | 3 | 22 | 172.7 | 158.3 | 1038 | 6.5572
2012 | 6 | 3 | 23 | 184.4 | 170 | 1095 | 6.4412
2012 | 6 | 3 | 24 | 179.4 | 164.9 | 1070 | 6.4888
2012 | 6 | 4 | 1 | 178.4 | 162.2 | 1063 | 6.5536
2012 | 6 | 4 | 2 | 176.3 | 164.9 | 1076 | 6.5252
2012 | 6 | 4 | 3 | 180.2 | 149.2 | 979 | 6.5617
2012 | 6 | 4 | 4 | 174.1 | 146.9 | 966 | 6.5759
2012 | 6 | 4 | 5 | 167.7 | 149.3 | 986 | 6.6042
2012 | 6 | 4 | 6 | 169.4 | 158.5 | 1045 | 6.5931
2012 | 6 | 4 | 7 | 180 | 169 | 1095 | 6.4793
2012 | 6 | 4 | 8 | 182.8 | 167.3 | 1080 | 6.4555
2012 | 6 | 4 | 9 | 159.4 | 143.4 | 947 | 6.6039
2012 | 6 | 4 | 10 | 164.2 | 142.3 | 946 | 6.6479
2012 | 6 | 4 | 11 | 173.2 | 151.8 | 1000 | 6.5876
2012 | 6 | 4 | 12 | 185.4 | 164 | 1059 | 6.4573
2012 | 6 | 4 | 13 | 166.9 | 145.5 | 959 | 6.5911
2012 | 6 | 4 | 14 | 172.5 | 151.1 | 992 | 6.5652
2012 | 6 | 4 | 15 | 173.7 | 152.3 | 1000 | 6.566
2012 | 6 | 4 | 16 | 174.1 | 156.9 | 1027 | 6.5456
2012 | 6 | 4 | 17 | 157.1 | 140.4 | 937 | 6.6738
2012 | 6 | 4 | 18 | 170.4 | 153.7 | 1011 | 6.5777
2012 | 6 | 4 | 19 | 166.8 | 150.3 | 991 | 6.5935
2012 | 6 | 4 | 20 | 164.8 | 148.4 | 983 | 6.624
2012 | 6 | 4 | 21 | 155.4 | 139.1 | 931 | 6.693
2012 | 6 | 4 | 22 | 156.4 | 140.1 | 939 | 6.7024
2012 | 6 | 4 | 23 | 155.9 | 139.7 | 939 | 6.7215
2012 | 6 | 4 | 24 | 167.1 | 150.9 | 1001 | 6.6335
2012 | 6 | 5 | 1 | 165.6 | 150.2 | 999 | 6.6511
2012 | 6 | 5 | 2 | 145.6 | 134.8 | 911 | 6.7582
2012 | 6 | 5 | 3 | 145.1 | 134.3 | 911 | 6.7833
2012 | 6 | 5 | 4 | 111.1 | 100.6 | 692 | 6.8787
2012 | 6 | 5 | 5 | 97.9 | 87.4 | 604 | 6.9108
2012 | 6 | 5 | 6 | 103.2 | 92.7 | 644 | 6.9471
2012 | 6 | 5 | 7 | 107.4 | 96.9 | 673 | 6.9453
2012 | 6 | 5 | 8 | 137.5 | 122.6 | 843 | 6.876
2012 | 6 | 5 | 9 | 129.9 | 114.7 | 784 | 6.8352
2012 | 6 | 5 | 10 | 123.8 | 103.1 | 706 | 6.8477
2012 | 6 | 5 | 11 | 137.4 | 116.6 | 795 | 6.8182
2012 | 6 | 5 | 12 | 108.2 | 87.7 | 608 | 6.9327
2012 | 6 | 5 | 13 | 113.2 | 92.9 | 645 | 6.9429
2012 | 6 | 5 | 14 | 122 | 101.6 | 699 | 6.8799
2012 | 6 | 5 | 15 | 128.5 | 108.1 | 742 | 6.864
2012 | 6 | 5 | 16 | 109 | 93.5 | 650 | 6.9519
2012 | 6 | 5 | 17 | 120.1 | 104.7 | 722 | 6.8959
2012 | 6 | 5 | 18 | 68.5 | 52.9 | 360 | 6.8053
2012 | 6 | 5 | 19 | 122.6 | 107.3 | 748 | 6.9711
2012 | 6 | 5 | 20 | 156 | 140.5 | 952 | 6.7758
2012 | 6 | 5 | 21 | 155.8 | 140.5 | 948 | 6.7473
2012 | 6 | 5 | 22 | 177.7 | 162.4 | 1068 | 6.5764
2012 | 6 | 5 | 23 | 177.4 | 162.1 | 1063 | 6.5577
2012 | 6 | 5 | 24 | 175.6 | 157.2 | 1035 | 6.584
2012 | 6 | 6 | 1 | 197 | 154.1 | 1001 | 6.4958
2012 | 6 | 6 | 2 | 203.8 | 167 | 1067 | 6.3892
2012 | 6 | 6 | 3 | 190.4 | 159 | 1030 | 6.478
2012 | 6 | 6 | 4 | 195.6 | 167.7 | 1076 | 6.4162
2012 | 6 | 6 | 5 | 197.6 | 184.2 | 1159 | 6.2921
2012 | 6 | 6 | 6 | 184.3 | 170.8 | 1096 | 6.4169
2012 | 6 | 6 | 7 | 205.1 | 184.5 | 1146 | 6.2114
2012 | 6 | 6 | 8 | 185.9 | 154.7 | 1000 | 6.4641
2012 | 6 | 6 | 9 | 193.7 | 162.4 | 1042 | 6.4163
2012 | 6 | 6 | 10 | 209.6 | 178.2 | 1125 | 6.3131
2012 | 6 | 6 | 11 | 220.4 | 188.9 | 1163 | 6.1567
2012 | 6 | 6 | 12 | 216 | 179.1 | 1118 | 6.2423
2012 | 6 | 6 | 13 | 227 | 164.7 | 1040 | 6.3145
2012 | 6 | 6 | 15 | 225.9 | 163.5 | 1029 | 6.2936
2012 | 6 | 6 | 16 | 225.8 | 154.3 | 978 | 6.3383
2012 | 6 | 6 | 17 | 234.2 | 161.1 | 1013 | 6.288
2012 | 6 | 6 | 18 | 228.5 | 164.3 | 1047 | 6.3725
2012 | 6 | 6 | 19 | 230.9 | 168.4 | 1052 | 6.247
2012 | 6 | 6 | 20 | 225.3 | 162.9 | 1027 | 6.3045
2012 | 6 | 6 | 21 | 230.8 | 168.3 | 1053 | 6.2567
2012 | 6 | 6 | 22 | 237.6 | 175.3 | 1080 | 6.1609
2012 | 6 | 6 | 23 | 221.1 | 159.6 | 1007 | 6.3095
2012 | 6 | 6 | 24 | 224 | 162.6 | 1029 | 6.3284
2012 | 6 | 7 | 1 | 224 | 151 | 958 | 6.3444
2012 | 6 | 7 | 2 | 224.2 | 149.6 | 948 | 6.3369
2012 | 6 | 7 | 3 | 233.7 | 157.5 | 986 | 6.2603
2012 | 6 | 7 | 4 | 243.8 | 167.7 | 1031 | 6.1479
2012 | 6 | 7 | 5 | 240.2 | 164.3 | 1010 | 6.1473
2012 | 6 | 7 | 6 | 255.4 | 179.7 | 1073 | 5.9711
2012 | 6 | 7 | 7 | 263.3 | 190.2 | 1100 | 5.7834
2012 | 6 | 7 | 8 | 209.4 | 188.3 | 1131 | 6.0064
2012 | 6 | 7 | 9 | 197 | 175.9 | 1103 | 6.2706
2012 | 6 | 7 | 10 | 224 | 195.7 | 1176 | 6.0092
2012 | 6 | 7 | 11 | 235.7 | 184.4 | 1123 | 6.09
2012 | 6 | 7 | 12 | 237 | 185 | 1120 | 6.0541
2012 | 6 | 7 | 13 | 220.3 | 168 | 1054 | 6.2738
2012 | 6 | 7 | 14 | 223.2 | 170.9 | 1070 | 6.261
2012 | 6 | 7 | 15 | 226.1 | 154.5 | 979 | 6.3366
2012 | 6 | 7 | 16 | 226.9 | 152.5 | 969 | 6.3541
2012 | 6 | 7 | 17 | 224.4 | 150.2 | 956 | 6.3648
2012 | 6 | 7 | 18 | 234.4 | 159.2 | 1000 | 6.2814
2012 | 6 | 7 | 19 | 250.5 | 157.6 | 979 | 6.2119
2012 | 6 | 7 | 20 | 233.7 | 140.8 | 890 | 6.321
2012 | 6 | 7 | 21 | 232.8 | 141.4 | 892 | 6.3083
2012 | 6 | 7 | 22 | 236 | 145.6 | 916 | 6.2912
2012 | 6 | 7 | 23 | 238.6 | 151.7 | 951 | 6.269
2012 | 6 | 7 | 24 | 241.1 | 155.1 | 970 | 6.254
2012 | 6 | 8 | 1 | 260.4 | 174.5 | 1060 | 6.0745
2012 | 6 | 8 | 2 | 249.9 | 164.1 | 1009 | 6.1487
2012 | 6 | 8 | 3 | 241.8 | 155.9 | 968 | 6.2091
2012 | 6 | 8 | 4 | 236.1 | 150.3 | 939 | 6.2475
2012 | 6 | 8 | 5 | 231.4 | 145.5 | 915 | 6.2887
2012 | 6 | 8 | 6 | 239.1 | 153.2 | 959 | 6.2598
2012 | 6 | 8 | 7 | 245 | 159.1 | 988 | 6.2099
2012 | 6 | 8 | 8 | 249.3 | 163.5 | 1023 | 6.2569
2012 | 6 | 8 | 9 | 229.2 | 143.3 | 901 | 6.2875
2012 | 6 | 8 | 10 | 222.2 | 141.9 | 898 | 6.3284
2012 | 6 | 8 | 11 | 222.3 | 144.2 | 918 | 6.3662
2012 | 6 | 8 | 12 | 222.2 | 144.1 | 917 | 6.3636
2012 | 6 | 8 | 13 | 229.2 | 151.1 | 957 | 6.3336
2012 | 6 | 8 | 14 | 239.9 | 161.8 | 1013 | 6.2608
2012 | 6 | 8 | 15 | 245.7 | 156.4 | 975 | 6.234
2012 | 6 | 8 | 16 | 247.3 | 154.7 | 967 | 6.2508
2012 | 6 | 8 | 17 | 256.3 | 154.1 | 958 | 6.2167
2012 | 6 | 8 | 18 | 250.7 | 170.6 | 1039 | 6.0903
2012 | 6 | 8 | 19 | 254 | 183.3 | 1097 | 5.9847
2012 | 6 | 8 | 20 | 253.4 | 182.7 | 1092 | 5.977
2012 | 6 | 8 | 21 | 238.5 | 167.7 | 1035 | 6.1717
2012 | 6 | 8 | 22 | 236.5 | 165.8 | 1029 | 6.2063
2012 | 6 | 8 | 23 | 218.1 | 147.4 | 936 | 6.3501
2012 | 6 | 8 | 24 | 220.1 | 149.4 | 948 | 6.3454
2012 | 6 | 9 | 1 | 223.8 | 158.9 | 1005 | 6.3247
2012 | 6 | 9 | 2 | 226.7 | 165 | 1042 | 6.3152
2012 | 6 | 9 | 3 | 222.6 | 160.8 | 1018 | 6.3308
2012 | 6 | 9 | 4 | 213.9 | 152.1 | 975 | 6.4103
2012 | 6 | 9 | 5 | 221.7 | 159.9 | 1016 | 6.354
2012 | 6 | 9 | 6 | 229.7 | 167.9 | 1058 | 6.3014
2012 | 6 | 9 | 7 | 233.2 | 171.5 | 1070 | 6.2391
2012 | 6 | 9 | 8 | 233.9 | 172.2 | 1074 | 6.2369
2012 | 6 | 9 | 9 | 230.5 | 168.8 | 1057 | 6.2618
2012 | 6 | 9 | 10 | 229.5 | 167.8 | 1051 | 6.2634
2012 | 6 | 9 | 11 | 231.9 | 170.2 | 1063 | 6.2456
2012 | 6 | 9 | 12 | 231.9 | 170.1 | 1062 | 6.2434
2012 | 6 | 9 | 13 | 235 | 173.2 | 1078 | 6.224
2012 | 6 | 9 | 14 | 236.6 | 174.8 | 1081 | 6.1842
2012 | 6 | 9 | 15 | 234.7 | 172.9 | 1074 | 6.2117
2012 | 6 | 9 | 16 | 235.4 | 173.6 | 1080 | 6.2212
2012 | 6 | 9 | 17 | 238.7 | 177 | 1091 | 6.1638
2012 | 6 | 9 | 18 | 229.1 | 167.4 | 1047 | 6.2545
2012 | 6 | 9 | 19 | 224.2 | 162.5 | 1021 | 6.2831
2012 | 6 | 9 | 20 | 218 | 156.4 | 995 | 6.3619
2012 | 6 | 9 | 21 | 214 | 152.4 | 953 | 6.2533
2012 | 6 | 9 | 22 | 210.9 | 149.3 | 957 | 6.4099
2012 | 6 | 9 | 23 | 209.4 | 150.7 | 969 | 6.43
2012 | 6 | 9 | 24 | 211 | 160.8 | 1025 | 6.3744
2012 | 6 | 10 | 1 | 223.9 | 173.6 | 1091 | 6.2846
2012 | 6 | 10 | 2 | 225.9 | 175.1 | 1091 | 6.2307
2012 | 6 | 10 | 3 | 220.7 | 170 | 1070 | 6.2941
2012 | 6 | 10 | 4 | 218.8 | 168.2 | 1061 | 6.308
2012 | 6 | 10 | 5 | 222.8 | 172.2 | 1081 | 6.2776
2012 | 6 | 10 | 6 | 217.3 | 166.8 | 1052 | 6.307
2012 | 6 | 10 | 7 | 216 | 168.9 | 1064 | 6.2996
2012 | 6 | 10 | 8 | 216.4 | 176.2 | 1103 | 6.2599
2012 | 6 | 10 | 9 | 213.7 | 173.5 | 1092 | 6.2939
2012 | 6 | 10 | 10 | 216.2 | 176 | 1104 | 6.2727
2012 | 6 | 10 | 11 | 216.8 | 176.7 | 1106 | 6.2592
2012 | 6 | 10 | 12 | 223.3 | 183.2 | 1130 | 6.1681
2012 | 6 | 10 | 13 | 225.9 | 185.8 | 1137 | 6.1195
2012 | 6 | 10 | 14 | 230.6 | 190.3 | 1155 | 6.0694
2012 | 6 | 10 | 15 | 229.5 | 189.3 | 1147 | 6.0592
2012 | 6 | 10 | 16 | 221 | 180.9 | 1120 | 6.1913
2012 | 6 | 10 | 17 | 222.9 | 182.8 | 1127 | 6.1652
2012 | 6 | 10 | 18 | 223.8 | 183.6 | 1132 | 6.1656
2012 | 6 | 10 | 19 | 221.8 | 181.5 | 1124 | 6.1928
2012 | 6 | 10 | 20 | 227.3 | 187.1 | 1146 | 6.1251
2012 | 6 | 10 | 21 | 226.4 | 186.1 | 1142 | 6.1365
2012 | 6 | 10 | 22 | 232 | 191.7 | 1165 | 6.0772
2012 | 6 | 10 | 23 | 235.5 | 195.1 | 1171 | 6.0021
2012 | 6 | 10 | 24 | 237.5 | 197.1 | 1176 | 5.9665
2012 | 6 | 11 | 1 | 239.2 | 198.9 | 1181 | 5.9377
2012 | 6 | 11 | 2 | 240.6 | 200.3 | 1186 | 5.9211
2012 | 6 | 11 | 3 | 240.2 | 199.9 | 1181 | 5.908
2012 | 6 | 11 | 4 | 240.3 | 200 | 1181 | 5.905
2012 | 6 | 11 | 5 | 239.6 | 199.3 | 1181 | 5.9257
2012 | 6 | 11 | 6 | 236.9 | 198.2 | 1176 | 5.9334
2012 | 6 | 11 | 7 | 236.5 | 198.4 | 1174 | 5.9173
2012 | 6 | 11 | 8 | 222.4 | 184.4 | 1126 | 6.1063
2012 | 6 | 11 | 9 | 195.4 | 152.3 | 979 | 6.4281
2012 | 6 | 11 | 10 | 200.8 | 149 | 962 | 6.4564
2012 | 6 | 11 | 11 | 212.4 | 160.6 | 1028 | 6.401
2012 | 6 | 11 | 12 | 215.6 | 163.8 | 1040 | 6.3492
2012 | 6 | 11 | 13 | 215.3 | 163.5 | 1038 | 6.3486
2012 | 6 | 11 | 14 | 218.4 | 166.5 | 1055 | 6.3363
2012 | 6 | 11 | 15 | 220.2 | 163.9 | 1038 | 6.3331
2012 | 6 | 11 | 16 | 222.1 | 160 | 1013 | 6.3312
2012 | 6 | 11 | 17 | 225.3 | 163.1 | 1030 | 6.3151
2012 | 6 | 11 | 18 | 230.5 | 186.7 | 1137 | 6.09
2012 | 6 | 11 | 19 | 234.4 | 198.7 | 1189 | 5.9839
2012 | 6 | 11 | 20 | 233.7 | 198 | 1187 | 5.9949
2012 | 6 | 11 | 21 | 235 | 199.2 | 1192 | 5.9839
2012 | 6 | 11 | 22 | 243.8 | 198.5 | 1187 | 5.9798
2012 | 6 | 11 | 23 | 245.3 | 199.8 | 1184 | 5.9259
2012 | 6 | 11 | 24 | 240.3 | 185.7 | 1127 | 6.0689
2012 | 6 | 12 | 1 | 249.5 | 190.7 | 1138 | 5.9675
2012 | 6 | 12 | 2 | 238.1 | 181.6 | 1110 | 6.1123
2012 | 6 | 12 | 3 | 237.7 | 181.3 | 1110 | 6.1224
2012 | 6 | 12 | 4 | 235.2 | 178.9 | 1100 | 6.1487
2012 | 6 | 12 | 5 | 225.3 | 168.9 | 1058 | 6.2641
2012 | 6 | 12 | 6 | 225.6 | 169.4 | 1059 | 6.2515
2012 | 6 | 12 | 7 | 217 | 160.6 | 1017 | 6.3325
2012 | 6 | 12 | 8 | 223.8 | 167.4 | 1055 | 6.3023
2012 | 6 | 12 | 9 | 228.9 | 171.9 | 1076 | 6.2595
2012 | 6 | 12 | 10 | 232.6 | 161.7 | 1013 | 6.2647
2012 | 6 | 12 | 11 | 229.5 | 158.5 | 999 | 6.3028
2012 | 6 | 12 | 12 | 225.3 | 154.3 | 976 | 6.3253
2012 | 6 | 12 | 13 | 226.5 | 155.5 | 983 | 6.3215
2012 | 6 | 12 | 14 | 228.4 | 157.4 | 993 | 6.3088
2012 | 6 | 12 | 15 | 224.8 | 153.7 | 973 | 6.3305
2012 | 6 | 12 | 16 | 222.6 | 151.2 | 963 | 6.369
2012 | 6 | 12 | 17 | 231.4 | 148.3 | 939 | 6.3318
2012 | 6 | 12 | 18 | 229.6 | 155.7 | 984 | 6.3198
2012 | 6 | 12 | 19 | 225.8 | 155.8 | 987 | 6.335
2012 | 6 | 12 | 20 | 230.8 | 160.8 | 1012 | 6.2935
2012 | 6 | 12 | 21 | 230.6 | 160.6 | 1011 | 6.2951
2012 | 6 | 12 | 22 | 234 | 164 | 1026 | 6.2561
2012 | 6 | 12 | 23 | 244.3 | 174.4 | 1077 | 6.1755
2012 | 6 | 12 | 24 | 238.2 | 168.3 | 1041 | 6.1854
2012 | 6 | 13 | 1 | 255.4 | 185.6 | 1106 | 5.9591
2012 | 6 | 13 | 2 | 240.4 | 170.6 | 1049 | 6.1489
2012 | 6 | 13 | 3 | 241.9 | 171.9 | 1054 | 6.1315
2012 | 6 | 13 | 4 | 248.1 | 177.4 | 1075 | 6.0598
2012 | 6 | 13 | 5 | 248.9 | 178.4 | 1075 | 6.0258
2012 | 6 | 13 | 6 | 244.1 | 180.7 | 1085 | 6.0044
2012 | 6 | 13 | 7 | 230.5 | 184 | 1109 | 6.0272
2012 | 6 | 13 | 8 | 199 | 166.6 | 1043 | 6.2605
2012 | 6 | 13 | 9 | 198.5 | 162.3 | 1039 | 6.4017
2012 | 6 | 13 | 10 | 182.1 | 129.9 | 848 | 6.5281
2012 | 6 | 13 | 11 | 200.9 | 148.6 | 966 | 6.5007
2012 | 6 | 13 | 12 | 223.8 | 168.8 | 1066 | 6.3152
2012 | 6 | 13 | 13 | 233.3 | 175.4 | 1088 | 6.203
2012 | 6 | 13 | 14 | 229.4 | 171.4 | 1067 | 6.2252
2012 | 6 | 13 | 15 | 222 | 161.9 | 1020 | 6.3002
2012 | 6 | 13 | 16 | 221.7 | 154.4 | 982 | 6.3601
2012 | 6 | 13 | 17 | 231 | 163.7 | 1026 | 6.2676
2012 | 6 | 13 | 18 | 238.5 | 171.3 | 1061 | 6.1938
2012 | 6 | 13 | 19 | 247 | 192.1 | 1146 | 5.9656
2012 | 6 | 13 | 20 | 223.6 | 179.5 | 1106 | 6.1616
2012 | 6 | 13 | 21 | 220.6 | 176.4 | 1085 | 6.1508
2012 | 6 | 13 | 22 | 216.3 | 171 | 1075 | 6.2865
2012 | 6 | 13 | 23 | 224.5 | 179.2 | 1108 | 6.183
2012 | 6 | 13 | 24 | 220.4 | 175.1 | 1093 | 6.2421
2012 | 6 | 14 | 1 | 220.1 | 174.8 | 1093 | 6.2529
2012 | 6 | 14 | 2 | 220.7 | 175.4 | 1091 | 6.2201
2012 | 6 | 14 | 3 | 216.5 | 171.2 | 1076 | 6.285
2012 | 6 | 14 | 4 | 222.5 | 177.2 | 1103 | 6.2246
2012 | 6 | 14 | 5 | 227 | 181.8 | 1119 | 6.1551
2012 | 6 | 14 | 6 | 230.8 | 191.1 | 1150 | 6.0178
2012 | 6 | 14 | 7 | 234 | 197.5 | 1172 | 5.9342
2012 | 6 | 14 | 8 | 237.4 | 200.9 | 1183 | 5.8885
2012 | 6 | 14 | 9 | 214.6 | 178.1 | 1097 | 6.1595
2012 | 6 | 14 | 10 | 204.2 | 167.7 | 1063 | 6.3387
2012 | 6 | 14 | 11 | 204.3 | 167.7 | 1065 | 6.3506
2012 | 6 | 14 | 12 | 200.9 | 164.3 | 1051 | 6.3968
2012 | 6 | 14 | 13 | 204.2 | 167.5 | 1068 | 6.3761
2012 | 6 | 14 | 14 | 202.6 | 165.9 | 1061 | 6.3954
2012 | 6 | 14 | 15 | 203.8 | 156 | 1005 | 6.4423
2012 | 6 | 14 | 16 | 196.6 | 138.6 | 900 | 6.4935
2012 | 6 | 14 | 17 | 198.3 | 140.7 | 917 | 6.5174
2012 | 6 | 14 | 18 | 234.3 | 176.6 | 1093 | 6.1891
2012 | 6 | 14 | 19 | 219.4 | 183.4 | 1133 | 6.1778
2012 | 6 | 14 | 20 | 221.6 | 185.7 | 1141 | 6.1443
2012 | 6 | 14 | 21 | 215.3 | 179.4 | 1120 | 6.243
2012 | 6 | 14 | 22 | 231.5 | 195.6 | 1176 | 6.0123
2012 | 6 | 14 | 23 | 236.1 | 192.1 | 1157 | 6.0229
2012 | 6 | 14 | 24 | 261.4 | 199.2 | 1158 | 5.8133
2012 | 6 | 15 | 1 | 262.8 | 199.9 | 1148 | 5.7429
2012 | 6 | 15 | 2 | 261.8 | 199 | 1137 | 5.7136
2012 | 6 | 15 | 3 | 260.5 | 197.8 | 1127 | 5.6977
2012 | 6 | 15 | 4 | 258.7 | 200.6 | 1136 | 5.663
2012 | 6 | 15 | 5 | 253.6 | 199.8 | 1138 | 5.6957
2012 | 6 | 15 | 6 | 251.1 | 199.1 | 1139 | 5.7207
2012 | 6 | 15 | 7 | 250.3 | 198.3 | 1134 | 5.7186
2012 | 6 | 15 | 8 | 251.1 | 199.2 | 1138 | 5.7129
2012 | 6 | 15 | 9 | 203.1 | 152.1 | 938 | 6.167
2012 | 6 | 15 | 10 | 180.5 | 130.2 | 843 | 6.4747
2012 | 6 | 15 | 11 | 208.2 | 157.9 | 1004 | 6.3585
2012 | 6 | 15 | 12 | 231 | 180.8 | 1105 | 6.1117
2012 | 6 | 15 | 13 | 223.1 | 172.8 | 1066 | 6.169
2012 | 6 | 15 | 14 | 221.5 | 171.2 | 1059 | 6.1857
2012 | 6 | 15 | 15 | 218.2 | 168 | 1043 | 6.2083
2012 | 6 | 15 | 16 | 214.1 | 163.7 | 1027 | 6.2737
2012 | 6 | 15 | 17 | 215.4 | 165.2 | 1034 | 6.2591
2012 | 6 | 15 | 18 | 212.1 | 161.8 | 1018 | 6.2917
2012 | 6 | 15 | 19 | 209.3 | 159 | 1008 | 6.3396
2012 | 6 | 15 | 20 | 210.5 | 179.9 | 1113 | 6.1868
2012 | 6 | 15 | 21 | 221.5 | 200.3 | 1192 | 5.9511
2012 | 6 | 15 | 22 | 220.5 | 199.3 | 1189 | 5.9659
2012 | 6 | 15 | 23 | 216.6 | 195.3 | 1177 | 6.0266
2012 | 6 | 15 | 24 | 200.7 | 179.4 | 1120 | 6.243
2012 | 6 | 16 | 1 | 203.7 | 182.4 | 1140 | 6.25
2012 | 6 | 16 | 2 | 197.1 | 181.8 | 1147 | 6.3091
2012 | 6 | 16 | 3 | 173.3 | 158.6 | 1032 | 6.5069
2012 | 6 | 16 | 4 | 197.7 | 183 | 1156 | 6.3169
2012 | 6 | 16 | 5 | 214.1 | 199.4 | 1217 | 6.1033
2012 | 6 | 16 | 6 | 224.5 | 198.1 | 1201 | 6.0626
2012 | 6 | 16 | 7 | 230.3 | 199.1 | 1192 | 5.9869
2012 | 6 | 16 | 8 | 232.7 | 201.5 | 1195 | 5.9305
2012 | 6 | 16 | 9 | 232.2 | 200.9 | 1196 | 5.9532
2012 | 6 | 16 | 10 | 233.2 | 201.8 | 1198 | 5.9366
2012 | 6 | 16 | 11 | 233.7 | 202.3 | 1200 | 5.9318
2012 | 6 | 16 | 12 | 234.6 | 203.2 | 1201 | 5.9104
2012 | 6 | 16 | 13 | 234.3 | 202.8 | 1201 | 5.9221
2012 | 6 | 16 | 14 | 240.4 | 201.3 | 1191 | 5.9165
2012 | 6 | 16 | 15 | 240.2 | 197.5 | 1172 | 5.9342
2012 | 6 | 16 | 16 | 242.6 | 199.9 | 1179 | 5.8979
2012 | 6 | 16 | 17 | 240.5 | 197.8 | 1166 | 5.8948
2012 | 6 | 16 | 18 | 231.5 | 188.8 | 1142 | 6.0487
2012 | 6 | 16 | 19 | 227.9 | 185.2 | 1133 | 6.1177
2012 | 6 | 16 | 20 | 222 | 179.3 | 1112 | 6.2019
2012 | 6 | 16 | 21 | 227.7 | 185 | 1136 | 6.1405
2012 | 6 | 16 | 22 | 234.7 | 192.1 | 1152 | 5.9969
2012 | 6 | 16 | 23 | 230 | 187.4 | 1137 | 6.0672
2012 | 6 | 16 | 24 | 237.5 | 194.9 | 1151 | 5.9056
2012 | 6 | 17 | 1 | 236.5 | 193.9 | 1158 | 5.9722
2012 | 6 | 17 | 2 | 234 | 191.5 | 1149 | 6
2012 | 6 | 17 | 3 | 217.6 | 176.8 | 1098 | 6.2104
2012 | 6 | 17 | 4 | 219.5 | 174.3 | 1090 | 6.2536
2012 | 6 | 17 | 5 | 230.5 | 178.4 | 1102 | 6.1771
2012 | 6 | 17 | 6 | 224.6 | 172.5 | 1079 | 6.2551
2012 | 6 | 17 | 7 | 237.1 | 185 | 1122 | 6.0649
2012 | 6 | 17 | 8 | 233.7 | 181.8 | 1111 | 6.1111
2012 | 6 | 17 | 9 | 244.2 | 192.3 | 1144 | 5.949
2012 | 6 | 17 | 10 | 247.3 | 195.6 | 1152 | 5.8896
2012 | 6 | 17 | 11 | 249.6 | 198.1 | 1156 | 5.8354
2012 | 6 | 17 | 12 | 238.3 | 193 | 1141 | 5.9119
2012 | 6 | 17 | 13 | 230.1 | 189.4 | 1133 | 5.982
2012 | 6 | 17 | 14 | 217.5 | 184.5 | 1126 | 6.103
2012 | 6 | 17 | 15 | 204.4 | 174.1 | 1093 | 6.278
2012 | 6 | 17 | 16 | 215 | 184.7 | 1133 | 6.1343
2012 | 6 | 17 | 17 | 215.3 | 185 | 1132 | 6.1189
2012 | 6 | 17 | 18 | 198.1 | 167.5 | 1062 | 6.3403
2012 | 6 | 17 | 19 | 189.8 | 159.2 | 1030 | 6.4698
2012 | 6 | 17 | 20 | 190.8 | 160.2 | 1037 | 6.4732
2012 | 6 | 17 | 21 | 204.7 | 174.2 | 1106 | 6.349
2012 | 6 | 17 | 22 | 215.5 | 185 | 1147 | 6.2
2012 | 6 | 17 | 23 | 218.9 | 188.4 | 1154 | 6.1253
2012 | 6 | 17 | 24 | 220.3 | 189.8 | 1160 | 6.1117
2012 | 6 | 18 | 1 | 218.6 | 187.4 | 1149 | 6.1313
2012 | 6 | 18 | 2 | 226.8 | 184.9 | 1128 | 6.1006
2012 | 6 | 18 | 3 | 225.6 | 191 | 1157 | 6.0576
2012 | 6 | 18 | 4 | 224.8 | 194.2 | 1175 | 6.0505
2012 | 6 | 18 | 5 | 229.1 | 198.5 | 1184 | 5.9647
2012 | 6 | 18 | 6 | 227.6 | 197 | 1180 | 5.9898
2012 | 6 | 18 | 7 | 228.4 | 197.8 | 1181 | 5.9707
2012 | 6 | 18 | 8 | 229.8 | 199.3 | 1186 | 5.9508
2012 | 6 | 18 | 9 | 231.5 | 188 | 1099 | 5.8457
2012 | 6 | 18 | 10 | 228.3 | 180.4 | 1114 | 6.1752
2012 | 6 | 18 | 11 | 225.1 | 153.9 | 971 | 6.3093
2012 | 6 | 18 | 12 | 237.1 | 152.6 | 962 | 6.3041
2012 | 6 | 18 | 13 | 234.5 | 149.2 | 939 | 6.2936
2012 | 6 | 18 | 14 | 227.2 | 142 | 900 | 6.338
2012 | 6 | 18 | 15 | 221.6 | 144.8 | 919 | 6.3467
2012 | 6 | 18 | 16 | 215.1 | 139.5 | 893 | 6.4014
2012 | 6 | 18 | 17 | 219.8 | 144.3 | 923 | 6.3964
2012 | 6 | 18 | 18 | 189.9 | 139.8 | 905 | 6.4735
2012 | 6 | 18 | 19 | 203 | 172.9 | 1098 | 6.3505
2012 | 6 | 18 | 20 | 208.4 | 176.7 | 1113 | 6.2988
2012 | 6 | 18 | 21 | 216.7 | 184.9 | 1142 | 6.1763
2012 | 6 | 18 | 22 | 214.9 | 185.7 | 1143 | 6.1551
2012 | 6 | 18 | 23 | 207.2 | 181.4 | 1130 | 6.2293
2012 | 6 | 18 | 24 | 205.6 | 173.9 | 1093 | 6.2852
2012 | 6 | 19 | 1 | 223.8 | 192 | 1157 | 6.026
2012 | 6 | 19 | 2 | 215.1 | 183.3 | 1130 | 6.1648
2012 | 6 | 19 | 3 | 208.6 | 176.7 | 1108 | 6.2705
2012 | 6 | 19 | 4 | 200.3 | 168.5 | 1071 | 6.3561
2012 | 6 | 19 | 5 | 196.7 | 164.9 | 1053 | 6.3857
2012 | 6 | 19 | 6 | 190.2 | 158.3 | 1022 | 6.4561
2012 | 6 | 19 | 7 | 194.7 | 162.8 | 1047 | 6.4312
2012 | 6 | 19 | 8 | 198.4 | 168.4 | 1070 | 6.3539
2012 | 6 | 19 | 9 | 190.9 | 168.9 | 1082 | 6.4062
2012 | 6 | 19 | 10 | 194.1 | 167.7 | 1072 | 6.3924
2012 | 6 | 19 | 11 | 205.5 | 179.5 | 1127 | 6.2786
2012 | 6 | 19 | 12 | 204.4 | 178.4 | 1120 | 6.278
2012 | 6 | 19 | 13 | 207.5 | 181.4 | 1130 | 6.2293
2012 | 6 | 19 | 14 | 213.4 | 187.5 | 1155 | 6.16
2012 | 6 | 19 | 15 | 219.9 | 192.2 | 1167 | 6.0718
2012 | 6 | 19 | 16 | 221.8 | 198.6 | 1195 | 6.0171
2012 | 6 | 19 | 17 | 230.3 | 200 | 1195 | 5.975
2012 | 6 | 19 | 18 | 232 | 201.8 | 1198 | 5.9366
2012 | 6 | 19 | 19 | 233.4 | 200 | 1193 | 5.965
2012 | 6 | 19 | 20 | 240.8 | 200.2 | 1187 | 5.9291
2012 | 6 | 19 | 21 | 241.6 | 201.1 | 1187 | 5.9025
2012 | 6 | 19 | 22 | 240.8 | 200.3 | 1185 | 5.9161
2012 | 6 | 19 | 23 | 240.7 | 200.2 | 1185 | 5.9191
2012 | 6 | 19 | 24 | 248.2 | 200.2 | 1180 | 5.8941
2012 | 6 | 20 | 1 | 252.4 | 200.4 | 1174 | 5.8583
2012 | 6 | 20 | 2 | 255.5 | 201 | 1176 | 5.8507
2012 | 6 | 20 | 3 | 263.4 | 201 | 1169 | 5.8159
2012 | 6 | 20 | 4 | 264 | 201.6 | 1166 | 5.7837
2012 | 6 | 20 | 5 | 263.8 | 201.4 | 1168 | 5.7994
2012 | 6 | 20 | 6 | 269.1 | 200.2 | 1160 | 5.7942
2012 | 6 | 20 | 7 | 272.5 | 200.7 | 1157 | 5.7648
2012 | 6 | 20 | 8 | 271.3 | 201.5 | 1165 | 5.7816
2012 | 6 | 20 | 9 | 275.6 | 201.6 | 1159 | 5.749
2012 | 6 | 20 | 10 | 282.4 | 191.9 | 1116 | 5.8155
2012 | 6 | 20 | 11 | 273 | 180.7 | 1078 | 5.9657
2012 | 6 | 20 | 12 | 263.5 | 163.1 | 992 | 6.0822
2012 | 6 | 20 | 13 | 265.7 | 165.4 | 1001 | 6.052
2012 | 6 | 20 | 14 | 269.7 | 169.4 | 1020 | 6.0213
2012 | 6 | 20 | 15 | 270.2 | 169.9 | 1018 | 5.9918
2012 | 6 | 20 | 16 | 267.2 | 168.2 | 1010 | 6.0048
2012 | 6 | 20 | 17 | 263 | 165.5 | 1001 | 6.0483
2012 | 6 | 20 | 18 | 269.8 | 174.8 | 1041 | 5.9554
2012 | 6 | 20 | 19 | 269.9 | 181.4 | 1067 | 5.882
2012 | 6 | 20 | 20 | 252.9 | 180.7 | 1077 | 5.9602
2012 | 6 | 20 | 21 | 257.2 | 185.1 | 1094 | 5.9103
2012 | 6 | 20 | 22 | 254.9 | 182.9 | 1085 | 5.9322
2012 | 6 | 20 | 23 | 222.4 | 150.2 | 940 | 6.2583
2012 | 6 | 20 | 24 | 227.4 | 155.1 | 973 | 6.2734
2012 | 6 | 21 | 1 | 224.7 | 152.4 | 967 | 6.3451
2012 | 6 | 21 | 2 | 234.4 | 162 | 1015 | 6.2654
2012 | 6 | 21 | 3 | 237.8 | 165.4 | 1031 | 6.2334
2012 | 6 | 21 | 4 | 239.3 | 166.9 | 1039 | 6.2253
2012 | 6 | 21 | 5 | 238.9 | 166.5 | 1034 | 6.2102
2012 | 6 | 21 | 6 | 238.7 | 166.3 | 1034 | 6.2177
2012 | 6 | 21 | 7 | 240.7 | 168.5 | 1045 | 6.2018
2012 | 6 | 21 | 8 | 249.5 | 175.2 | 1075 | 6.1358
2012 | 6 | 21 | 9 | 252.9 | 177.2 | 1081 | 6.1005
2012 | 6 | 21 | 10 | 249.5 | 173.7 | 1064 | 6.1255
2012 | 6 | 21 | 11 | 266 | 193.2 | 1136 | 5.8799
2012 | 6 | 21 | 12 | 268.9 | 198.3 | 1149 | 5.7943
2012 | 6 | 21 | 13 | 266 | 195.4 | 1152 | 5.8956
2012 | 6 | 21 | 14 | 266.9 | 196.3 | 1135 | 5.782
2012 | 6 | 21 | 15 | 266.4 | 195.8 | 1135 | 5.7967
2012 | 6 | 21 | 16 | 261.5 | 190.9 | 1123 | 5.8827
2012 | 6 | 21 | 17 | 269.4 | 198.7 | 1149 | 5.7826
2012 | 6 | 21 | 18 | 269.4 | 198.6 | 1152 | 5.8006
2012 | 6 | 21 | 19 | 268.8 | 198.6 | 1152 | 5.8006
2012 | 6 | 21 | 20 | 271.2 | 198.4 | 1150 | 5.7964
2012 | 6 | 21 | 21 | 270.5 | 193.3 | 1126 | 5.8251
2012 | 6 | 21 | 22 | 284.1 | 196.4 | 1127 | 5.7383
2012 | 6 | 21 | 23 | 267.3 | 190.9 | 1116 | 5.846
2012 | 6 | 21 | 24 | 271 | 195 | 1130 | 5.7949
2012 | 6 | 22 | 1 | 272.9 | 195.9 | 1135 | 5.7938
2012 | 6 | 22 | 2 | 269.5 | 192.7 | 1121 | 5.8173
2012 | 6 | 22 | 3 | 266.9 | 190.2 | 1109 | 5.8307
2012 | 6 | 22 | 4 | 267.5 | 191 | 1116 | 5.8429
2012 | 6 | 22 | 5 | 270.1 | 196.8 | 1133 | 5.7571
2012 | 6 | 22 | 6 | 277.5 | 194.6 | 1116 | 5.7348
2012 | 6 | 22 | 7 | 277.4 | 197.8 | 1125 | 5.6876
2012 | 6 | 22 | 8 | 269.8 | 198.9 | 1139 | 5.7265
2012 | 6 | 22 | 9 | 254.2 | 182.9 | 1025 | 5.6042
2012 | 6 | 22 | 10 | 244.9 | 157.2 | 974 | 6.1959
2012 | 6 | 22 | 11 | 239.1 | 134.9 | 848 | 6.2861
2012 | 6 | 22 | 12 | 241.4 | 130.8 | 824 | 6.2997
2012 | 6 | 22 | 13 | 247 | 136.2 | 854 | 6.2702
2012 | 6 | 22 | 14 | 256.8 | 141.3 | 880 | 6.2279
2012 | 6 | 22 | 15 | 264.7 | 144.5 | 892 | 6.173
2012 | 6 | 22 | 16 | 258.4 | 149.2 | 919 | 6.1595
2012 | 6 | 22 | 17 | 280.3 | 178.6 | 1065 | 5.963
2012 | 6 | 22 | 18 | 283.9 | 189.9 | 1102 | 5.8031
2012 | 6 | 22 | 19 | 283.1 | 194.5 | 1121 | 5.7635
2012 | 6 | 22 | 20 | 289 | 196.2 | 1121 | 5.7136
2012 | 6 | 22 | 21 | 284.8 | 192.9 | 1107 | 5.7387
2012 | 6 | 22 | 22 | 277.2 | 186.7 | 1089 | 5.8329
2012 | 6 | 22 | 23 | 272.2 | 181.8 | 1072 | 5.8966
2012 | 6 | 22 | 24 | 280.1 | 177.1 | 1042 | 5.8837
2012 | 6 | 23 | 1 | 280.9 | 179.2 | 1048 | 5.8482
2012 | 6 | 23 | 2 | 282.4 | 180.1 | 1054 | 5.8523
2012 | 6 | 23 | 3 | 272.3 | 171.8 | 1022 | 5.9488
2012 | 6 | 23 | 4 | 255 | 154.8 | 950 | 6.137
2012 | 6 | 23 | 5 | 265.2 | 165 | 1006 | 6.097
2012 | 6 | 23 | 6 | 257.2 | 149.2 | 919 | 6.1595
2012 | 6 | 23 | 7 | 270.9 | 171.8 | 1030 | 5.9953
2012 | 6 | 23 | 8 | 275.1 | 194.1 | 1119 | 5.7651
2012 | 6 | 23 | 9 | 260.7 | 199.5 | 1147 | 5.7494
2012 | 6 | 23 | 10 | 220 | 186.7 | 1121 | 6.0043
2012 | 6 | 23 | 11 | 191.3 | 160.1 | 1022 | 6.3835
2012 | 6 | 23 | 12 | 184.1 | 153 | 982 | 6.4183
2012 | 6 | 23 | 13 | 174.5 | 143.3 | 944 | 6.5876
2012 | 6 | 23 | 14 | 166.1 | 134.9 | 894 | 6.6271
2012 | 6 | 23 | 15 | 184.5 | 153.3 | 1005 | 6.5558
2012 | 6 | 23 | 16 | 193.2 | 169 | 1085 | 6.4201
2012 | 6 | 23 | 17 | 196.1 | 173 | 1103 | 6.3757
2012 | 6 | 23 | 18 | 209.7 | 186.6 | 1157 | 6.2004
2012 | 6 | 23 | 19 | 206.7 | 183.6 | 1143 | 6.2255
2012 | 6 | 23 | 20 | 213.7 | 190.6 | 1171 | 6.1438
2012 | 6 | 23 | 21 | 191.5 | 168.4 | 1076 | 6.3895
2012 | 6 | 23 | 22 | 210.1 | 187 | 1157 | 6.1872
2012 | 6 | 23 | 23 | 229.1 | 198.6 | 1190 | 5.9919
2012 | 6 | 23 | 24 | 240 | 199.9 | 1184 | 5.923
2012 | 6 | 24 | 1 | 251.5 | 195.4 | 1155 | 5.911
2012 | 6 | 24 | 2 | 258.7 | 196.3 | 1148 | 5.8482
2012 | 6 | 24 | 3 | 252.6 | 190.2 | 1125 | 5.9148
2012 | 6 | 24 | 4 | 248.4 | 183.9 | 1105 | 6.0087
2012 | 6 | 24 | 5 | 253.4 | 180.3 | 1086 | 6.0233
2012 | 6 | 24 | 6 | 256.8 | 183.8 | 1100 | 5.9848
2012 | 6 | 24 | 7 | 269.5 | 196.5 | 1135 | 5.7761
2012 | 6 | 24 | 8 | 269.7 | 196.7 | 1134 | 5.7651
2012 | 6 | 24 | 9 | 270.8 | 197.8 | 1138 | 5.7533
2012 | 6 | 24 | 10 | 271.5 | 198.5 | 1137 | 5.728
2012 | 6 | 24 | 11 | 272.2 | 199.2 | 1138 | 5.7129
2012 | 6 | 24 | 12 | 272.2 | 199.1 | 1140 | 5.7258
2012 | 6 | 24 | 13 | 271 | 197.7 | 1138 | 5.7562
2012 | 6 | 24 | 14 | 277.7 | 197.6 | 1134 | 5.7389
2012 | 6 | 24 | 15 | 280.4 | 197.8 | 1129 | 5.7078
2012 | 6 | 24 | 16 | 268.7 | 197.7 | 1138 | 5.7562
2012 | 6 | 24 | 17 | 282.3 | 189.2 | 1101 | 5.8192
2012 | 6 | 24 | 18 | 288.8 | 180.4 | 1050 | 5.8204
2012 | 6 | 24 | 19 | 270 | 157.5 | 953 | 6.0508
2012 | 6 | 24 | 20 | 271.9 | 159.4 | 964 | 6.0477
2012 | 6 | 24 | 21 | 282.1 | 169.6 | 1011 | 5.9611
2012 | 6 | 24 | 22 | 279.2 | 166.7 | 997 | 5.9808
2012 | 6 | 24 | 23 | 277 | 164.6 | 987 | 5.9964
2012 | 6 | 24 | 24 | 273.3 | 160.9 | 969 | 6.0224
2012 | 6 | 25 | 1 | 289.2 | 176.9 | 1038 | 5.8677
2012 | 6 | 25 | 2 | 284.4 | 172 | 1014 | 5.8953
2012 | 6 | 25 | 3 | 307.5 | 195.1 | 1093 | 5.6023
2012 | 6 | 25 | 4 | 311.9 | 199.3 | 1102 | 5.5294
2012 | 6 | 25 | 5 | 311.9 | 199.2 | 1105 | 5.5472
2012 | 6 | 25 | 6 | 318.1 | 199.1 | 1100 | 5.5249
2012 | 6 | 25 | 7 | 323.6 | 200.2 | 1096 | 5.4745
2012 | 6 | 25 | 8 | 335.6 | 199.3 | 1081 | 5.424
2012 | 6 | 25 | 10 | 295.1 | 156 | 912 | 5.8462
2012 | 6 | 25 | 11 | 299.2 | 160.6 | 932 | 5.8032
2012 | 6 | 25 | 12 | 281.7 | 142.9 | 848 | 5.9342
2012 | 6 | 25 | 13 | 288.1 | 138 | 828 | 6
2012 | 6 | 25 | 14 | 276.2 | 125.5 | 760 | 6.0558
2012 | 6 | 25 | 15 | 294.4 | 144.2 | 874 | 6.061
2012 | 6 | 25 | 16 | 320.7 | 170.4 | 987 | 5.7923
2012 | 6 | 25 | 17 | 326.1 | 170.7 | 985 | 5.7704
2012 | 6 | 25 | 18 | 321.5 | 161 | 938 | 5.8261
2012 | 6 | 25 | 19 | 323 | 163.1 | 941 | 5.7695
2012 | 6 | 25 | 20 | 328.7 | 168.7 | 969 | 5.7439
2012 | 6 | 25 | 21 | 323.5 | 160.2 | 932 | 5.8177
2012 | 6 | 25 | 22 | 325.5 | 152.9 | 888 | 5.8077
2012 | 6 | 25 | 23 | 321.8 | 149 | 875 | 5.8725
2012 | 6 | 25 | 24 | 316.3 | 143.5 | 847 | 5.9024
2012 | 6 | 26 | 1 | 322.7 | 149.7 | 878 | 5.8651
2012 | 6 | 26 | 2 | 317.3 | 144.3 | 852 | 5.9044
2012 | 6 | 26 | 3 | 320 | 147.3 | 867 | 5.8859
2012 | 6 | 26 | 4 | 306.2 | 133.3 | 795 | 5.964
2012 | 6 | 26 | 5 | 308.2 | 135.3 | 808 | 5.9719
2012 | 6 | 26 | 6 | 313.8 | 141.1 | 836 | 5.9249
2012 | 6 | 26 | 7 | 311.8 | 139.2 | 828 | 5.9483
2012 | 6 | 26 | 8 | 313.6 | 140.2 | 828 | 5.9058
2012 | 6 | 26 | 9 | 303.3 | 132.5 | 793 | 5.9849
2012 | 6 | 26 | 10 | 301.9 | 130.8 | 786 | 6.0092
2012 | 6 | 26 | 11 | 306.1 | 134.7 | 808 | 5.9985
2012 | 6 | 26 | 12 | 315.6 | 144.1 | 856 | 5.9403
2012 | 6 | 26 | 13 | 310.3 | 138.6 | 829 | 5.9812
2012 | 6 | 26 | 14 | 312.1 | 140.5 | 836 | 5.9502
2012 | 6 | 26 | 15 | 313.4 | 141.9 | 845 | 5.9549
2012 | 6 | 26 | 16 | 306.2 | 134.6 | 805 | 5.9807
2012 | 6 | 26 | 17 | 310.8 | 139.3 | 831 | 5.9655
2012 | 6 | 26 | 18 | 317.6 | 146.5 | 865 | 5.9044
2012 | 6 | 26 | 19 | 334.9 | 164.6 | 943 | 5.729
2012 | 6 | 26 | 20 | 331.4 | 171.6 | 970 | 5.6527
2012 | 6 | 26 | 21 | 307.4 | 162.7 | 937 | 5.7591
2012 | 6 | 26 | 22 | 296.3 | 156.8 | 916 | 5.8418
2012 | 6 | 26 | 23 | 258.5 | 118.6 | 720 | 6.0708
2012 | 6 | 26 | 24 | 269.7 | 129.6 | 795 | 6.1343
2012 | 6 | 27 | 1 | 288.4 | 135.7 | 825 | 6.0796
2012 | 6 | 27 | 2 | 288.9 | 134.4 | 818 | 6.0863
2012 | 6 | 27 | 3 | 312.3 | 150.2 | 891 | 5.9321
2012 | 6 | 27 | 4 | 299.1 | 137.1 | 821 | 5.9883
2012 | 6 | 27 | 5 | 306.5 | 144.3 | 855 | 5.9252
2012 | 6 | 27 | 6 | 307.3 | 145.3 | 859 | 5.9119
2012 | 6 | 27 | 7 | 313 | 150.8 | 879 | 5.8289
2012 | 6 | 27 | 8 | 295.9 | 147.7 | 866 | 5.8632
2012 | 6 | 27 | 9 | 268.7 | 127.8 | 774 | 6.0563
2012 | 6 | 27 | 10 | 284.1 | 142.8 | 865 | 6.0574
2012 | 6 | 27 | 11 | 291.2 | 161.4 | 961 | 5.9542
2012 | 6 | 27 | 12 | 292.9 | 172 | 1014 | 5.8953
2012 | 6 | 27 | 13 | 293.7 | 172.8 | 1016 | 5.8796
2012 | 6 | 27 | 14 | 299.3 | 178.4 | 1035 | 5.8016
2012 | 6 | 27 | 15 | 295.7 | 174.8 | 1020 | 5.8352
2012 | 6 | 27 | 16 | 299.7 | 178.8 | 1035 | 5.7886
2012 | 6 | 27 | 17 | 303.2 | 180.1 | 1032 | 5.7301
2012 | 6 | 27 | 18 | 324.5 | 168.3 | 967 | 5.7457
2012 | 6 | 27 | 19 | 291.7 | 166.4 | 978 | 5.8774
2012 | 6 | 27 | 20 | 289.1 | 167.4 | 988 | 5.902
2012 | 6 | 27 | 21 | 308.2 | 169.9 | 993 | 5.8446
2012 | 6 | 27 | 22 | 305.8 | 160.5 | 942 | 5.8692
2012 | 6 | 27 | 23 | 293.6 | 154.3 | 918 | 5.9494
2012 | 6 | 27 | 24 | 312.2 | 167.7 | 978 | 5.8318
2012 | 6 | 28 | 1 | 323.9 | 159 | 919 | 5.7799
2012 | 6 | 28 | 2 | 303.4 | 136 | 810 | 5.9559
2012 | 6 | 28 | 3 | 305.1 | 137.6 | 821 | 5.9666
2012 | 6 | 28 | 4 | 314.1 | 146.7 | 869 | 5.9237
2012 | 6 | 28 | 5 | 321.4 | 154.1 | 901 | 5.8469
2012 | 6 | 28 | 6 | 313.3 | 146 | 861 | 5.8973
2012 | 6 | 28 | 7 | 320.7 | 153.1 | 897 | 5.8589
2012 | 6 | 28 | 8 | 315 | 157.3 | 921 | 5.8551
2012 | 6 | 28 | 9 | 319.5 | 149.2 | 876 | 5.8713
2012 | 6 | 28 | 10 | 331.9 | 162.3 | 934 | 5.7548
2012 | 6 | 28 | 11 | 321.8 | 151.8 | 886 | 5.8366
2012 | 6 | 28 | 12 | 330.6 | 165.1 | 948 | 5.742
2012 | 6 | 28 | 13 | 311.3 | 150.3 | 881 | 5.8616
2012 | 6 | 28 | 14 | 300.6 | 139.3 | 832 | 5.9727
2012 | 6 | 28 | 15 | 297.1 | 135.5 | 815 | 6.0148
2012 | 6 | 28 | 16 | 312.5 | 151.2 | 896 | 5.9259
2012 | 6 | 28 | 17 | 308.6 | 147.5 | 877 | 5.9458
2012 | 6 | 28 | 18 | 303.5 | 142.4 | 850 | 5.9691
2012 | 6 | 28 | 19 | 297.3 | 143.7 | 867 | 6.0334
2012 | 6 | 28 | 20 | 299 | 148.6 | 888 | 5.9758
2012 | 6 | 28 | 21 | 311.8 | 148.4 | 881 | 5.9367
2012 | 6 | 28 | 22 | 303.1 | 137.6 | 821 | 5.9666
2012 | 6 | 28 | 23 | 303 | 142.4 | 849 | 5.9621
2012 | 6 | 28 | 24 | 312.6 | 152 | 898 | 5.9079
2012 | 6 | 29 | 1 | 309.9 | 138.2 | 824 | 5.9624
2012 | 6 | 29 | 2 | 314.6 | 131.7 | 783 | 5.9453
2012 | 6 | 29 | 3 | 313.3 | 130.3 | 775 | 5.9478
2012 | 6 | 29 | 4 | 325.4 | 125 | 738 | 5.904
2012 | 6 | 29 | 5 | 306.3 | 126.1 | 751 | 5.9556
2012 | 6 | 29 | 6 | 296 | 125.3 | 750 | 5.9856
2012 | 6 | 29 | 7 | 328.1 | 157.8 | 912 | 5.7795
2012 | 6 | 29 | 8 | 343.4 | 173 | 973 | 5.6243
2012 | 6 | 29 | 9 | 320.3 | 157.9 | 905 | 5.7315
2012 | 6 | 29 | 10 | 309.8 | 159.3 | 913 | 5.7313
2012 | 6 | 29 | 11 | 306.6 | 155.9 | 903 | 5.7922
2012 | 6 | 29 | 12 | 306.3 | 155.6 | 900 | 5.7841
2012 | 6 | 29 | 13 | 309.8 | 159.3 | 920 | 5.7753
2012 | 6 | 29 | 14 | 297.1 | 156.9 | 912 | 5.8126
2012 | 6 | 29 | 15 | 275.2 | 166.4 | 977 | 5.8714
2012 | 6 | 29 | 16 | 273.5 | 163.1 | 969 | 5.9411
2012 | 6 | 29 | 17 | 265.5 | 166.3 | 994 | 5.9771
2012 | 6 | 29 | 18 | 269.1 | 177.8 | 1053 | 5.9224
2012 | 6 | 29 | 19 | 284.5 | 194.2 | 1107 | 5.7003
2012 | 6 | 29 | 20 | 290.5 | 197.8 | 1120 | 5.6623
2012 | 6 | 29 | 21 | 287.9 | 187.8 | 1078 | 5.7401
2012 | 6 | 29 | 22 | 289.5 | 173.5 | 1020 | 5.879
2012 | 6 | 29 | 23 | 288.4 | 151.9 | 914 | 6.0171
2012 | 6 | 29 | 24 | 294.7 | 134.3 | 810 | 6.0313
2012 | 6 | 30 | 1 | 292.8 | 126.8 | 765 | 6.0331
2012 | 6 | 30 | 2 | 284.6 | 118.6 | 717 | 6.0455
2012 | 6 | 30 | 3 | 286.6 | 118.7 | 718 | 6.0489
2012 | 6 | 30 | 4 | 288.3 | 120.9 | 732 | 6.0546
2012 | 6 | 30 | 5 | 278 | 120.5 | 735 | 6.0996
2012 | 6 | 30 | 6 | 288.1 | 109.3 | 661 | 6.0476
2012 | 6 | 30 | 7 | 295.6 | 114.4 | 691 | 6.0402
2012 | 6 | 30 | 8 | 305.9 | 134.4 | 805 | 5.9896
2012 | 6 | 30 | 9 | 311.4 | 144.8 | 861 | 5.9461
2012 | 6 | 30 | 10 | 297.9 | 153.7 | 912 | 5.9336
2012 | 6 | 30 | 11 | 314.3 | 169 | 980 | 5.7988
2012 | 6 | 30 | 12 | 299.3 | 160.4 | 938 | 5.8479
2012 | 6 | 30 | 13 | 298.5 | 163.4 | 956 | 5.8507
2012 | 6 | 30 | 14 | 308.4 | 173.3 | 996 | 5.7473
2012 | 6 | 30 | 15 | 299.4 | 164.2 | 965 | 5.877
2012 | 6 | 30 | 16 | 290 | 156.3 | 935 | 5.9821
2012 | 6 | 30 | 17 | 296.1 | 162.3 | 964 | 5.9396
2012 | 6 | 30 | 18 | 293.8 | 160 | 955 | 5.9688
2012 | 6 | 30 | 19 | 301.9 | 155 | 922 | 5.9484
2012 | 6 | 30 | 20 | 301.9 | 139.8 | 835 | 5.9728
2012 | 6 | 30 | 21 | 287.2 | 125 | 755 | 6.04
2012 | 6 | 30 | 22 | 291.2 | 129 | 781 | 6.0543
2012 | 6 | 30 | 23 | 277.9 | 115.7 | 703 | 6.0761
2012 | 6 | 30 | 24 | 281.1 | 118.8 | 721 | 6.069
2012 | 7 | 1 | 1 | 286.1 | 123.9 | 754 | 6.0856
2012 | 7 | 1 | 2 | 293.9 | 131.8 | 798 | 6.0546
2012 | 7 | 1 | 3 | 284.8 | 122.7 | 743 | 6.0554
2012 | 7 | 1 | 4 | 273.8 | 111.7 | 676 | 6.0519
2012 | 7 | 1 | 5 | 276.9 | 114.7 | 699 | 6.0942
2012 | 7 | 1 | 6 | 281.6 | 119.4 | 728 | 6.0972
2012 | 7 | 1 | 7 | 294.1 | 122.2 | 739 | 6.0475
2012 | 7 | 1 | 8 | 291.1 | 114 | 685 | 6.0088
2012 | 7 | 1 | 9 | 291.5 | 129.3 | 777 | 6.0093
2012 | 7 | 1 | 10 | 284.8 | 147 | 883 | 6.0068
2012 | 7 | 1 | 11 | 293 | 162.3 | 966 | 5.9519
2012 | 7 | 1 | 12 | 300.6 | 169.9 | 1027 | 6.0447
2012 | 7 | 1 | 13 | 298.3 | 167.5 | 982 | 5.8627
2012 | 7 | 1 | 14 | 291.5 | 160.6 | 952 | 5.9278
2012 | 7 | 1 | 15 | 286.5 | 155.5 | 931 | 5.9871
2012 | 7 | 1 | 16 | 282.3 | 151.3 | 909 | 6.0079
2012 | 7 | 1 | 17 | 273.4 | 142.5 | 867 | 6.0842
2012 | 7 | 1 | 18 | 259.9 | 129.1 | 791 | 6.127
2012 | 7 | 1 | 19 | 252.7 | 121.8 | 753 | 6.1823
2012 | 7 | 1 | 20 | 248.8 | 147.5 | 911 | 6.1763
2012 | 7 | 1 | 21 | 263.1 | 163.5 | 999 | 6.1101
2012 | 7 | 1 | 22 | 288.5 | 173.1 | 1016 | 5.8694
2012 | 7 | 1 | 23 | 264.8 | 153.9 | 937 | 6.0884
2012 | 7 | 1 | 24 | 265.4 | 140.5 | 863 | 6.1423
2012 | 7 | 2 | 1 | 267.7 | 116.3 | 712 | 6.1221
2012 | 7 | 2 | 2 | 277.4 | 126.2 | 773 | 6.1252
2012 | 7 | 2 | 3 | 277.6 | 126.5 | 771 | 6.0949
2012 | 7 | 2 | 4 | 265.7 | 114.5 | 700 | 6.1135
2012 | 7 | 2 | 5 | 272 | 121 | 739 | 6.1074
2012 | 7 | 2 | 6 | 274 | 122.9 | 752 | 6.1188
2012 | 7 | 2 | 7 | 269.9 | 118.8 | 725 | 6.1027
2012 | 7 | 2 | 8 | 283 | 138.1 | 834 | 6.0391
2012 | 7 | 2 | 9 | 273.2 | 123.5 | 752 | 6.0891
2012 | 7 | 2 | 10 | 279.3 | 129.7 | 784 | 6.0447
2012 | 7 | 2 | 11 | 287.2 | 137.9 | 833 | 6.0406
2012 | 7 | 2 | 12 | 283 | 133.7 | 809 | 6.0509
2012 | 7 | 2 | 13 | 293.5 | 144.2 | 862 | 5.9778
2012 | 7 | 2 | 14 | 295.6 | 146.5 | 871 | 5.9454
2012 | 7 | 2 | 15 | 267.5 | 117.8 | 714 | 6.0611
2012 | 7 | 2 | 16 | 280.9 | 130.9 | 796 | 6.081
2012 | 7 | 2 | 17 | 291.8 | 141.9 | 856 | 6.0324
2012 | 7 | 2 | 18 | 300.5 | 150.8 | 899 | 5.9615
2012 | 7 | 2 | 19 | 299.5 | 150.5 | 892 | 5.9269
2012 | 7 | 2 | 20 | 274.2 | 124.9 | 758 | 6.0689
2012 | 7 | 2 | 21 | 274.1 | 123 | 749 | 6.0894
2012 | 7 | 2 | 22 | 279.4 | 128.4 | 782 | 6.0903
2012 | 7 | 2 | 23 | 276.2 | 124.9 | 763 | 6.1089
2012 | 7 | 2 | 24 | 276.4 | 125.1 | 766 | 6.1231
2012 | 7 | 3 | 1 | 273.3 | 108.5 | 658 | 6.0645
2012 | 7 | 3 | 2 | 276.6 | 99.9 | 608 | 6.0861
2012 | 7 | 3 | 3 | 280.7 | 99.3 | 600 | 6.0423
2012 | 7 | 3 | 4 | 279.2 | 97.7 | 593 | 6.0696
2012 | 7 | 3 | 5 | 282.7 | 101.2 | 613 | 6.0573
2012 | 7 | 3 | 6 | 296.8 | 123.1 | 740 | 6.0114
2012 | 7 | 3 | 7 | 303.8 | 145.1 | 867 | 5.9752
2012 | 7 | 3 | 8 | 293.1 | 133.6 | 802 | 6.003
2012 | 7 | 3 | 9 | 295.3 | 136.8 | 824 | 6.0234
2012 | 7 | 3 | 10 | 297.4 | 138.9 | 834 | 6.0043
2012 | 7 | 3 | 11 | 289.2 | 130.6 | 792 | 6.0643
2012 | 7 | 3 | 12 | 285 | 126.3 | 766 | 6.0649
2012 | 7 | 3 | 13 | 282.4 | 123.7 | 753 | 6.0873
2012 | 7 | 3 | 14 | 287.1 | 128.5 | 782 | 6.0856
2012 | 7 | 3 | 15 | 279.5 | 120.7 | 736 | 6.0978
2012 | 7 | 3 | 16 | 284.9 | 126.1 | 769 | 6.0983
2012 | 7 | 3 | 17 | 288.8 | 130.1 | 792 | 6.0876
2012 | 7 | 3 | 18 | 280.2 | 121.4 | 741 | 6.1038
2012 | 7 | 3 | 19 | 281.5 | 122.5 | 750 | 6.1224
2012 | 7 | 3 | 20 | 282.8 | 124.5 | 761 | 6.1124
2012 | 7 | 3 | 21 | 284.8 | 123.3 | 755 | 6.1233
2012 | 7 | 3 | 22 | 283.8 | 118.3 | 721 | 6.0947
2012 | 7 | 3 | 23 | 285.1 | 112.5 | 683 | 6.0711
2012 | 7 | 3 | 24 | 281.7 | 109.4 | 665 | 6.0786
2012 | 7 | 4 | 1 | 289.8 | 117.2 | 709 | 6.0495
2012 | 7 | 4 | 2 | 292.4 | 119.7 | 727 | 6.0735
2012 | 7 | 4 | 3 | 297.1 | 124.5 | 752 | 6.0402
2012 | 7 | 4 | 4 | 297.4 | 124.7 | 754 | 6.0465
2012 | 7 | 4 | 5 | 304.1 | 131.6 | 792 | 6.0182
2012 | 7 | 4 | 6 | 292.2 | 119.6 | 719 | 6.0117
2012 | 7 | 4 | 7 | 287.3 | 116.7 | 708 | 6.0668
2012 | 7 | 4 | 8 | 295.1 | 139.8 | 841 | 6.0157
2012 | 7 | 4 | 9 | 298.8 | 157.7 | 935 | 5.929
2012 | 7 | 4 | 10 | 293.8 | 169.2 | 994 | 5.8747
2012 | 7 | 4 | 11 | 287.9 | 183.1 | 1056 | 5.7673
2012 | 7 | 4 | 12 | 277.1 | 172.2 | 1019 | 5.9175
2012 | 7 | 4 | 13 | 266.4 | 161.3 | 976 | 6.0508
2012 | 7 | 4 | 14 | 272.1 | 167 | 1004 | 6.012
2012 | 7 | 4 | 15 | 266 | 160.9 | 978 | 6.0783
2012 | 7 | 4 | 16 | 266.4 | 162.5 | 983 | 6.0492
2012 | 7 | 4 | 17 | 266.1 | 170.3 | 1025 | 6.0188
2012 | 7 | 4 | 18 | 269.6 | 173.9 | 1038 | 5.9689
2012 | 7 | 4 | 19 | 251.2 | 157.3 | 963 | 6.1221
2012 | 7 | 4 | 20 | 255.7 | 158.4 | 972 | 6.1364
2012 | 7 | 4 | 21 | 258 | 158.2 | 971 | 6.1378
2012 | 7 | 4 | 22 | 281.6 | 163.7 | 983 | 6.0049
2012 | 7 | 4 | 23 | 267.3 | 149.2 | 914 | 6.126
2012 | 7 | 4 | 24 | 272.5 | 154.4 | 937 | 6.0687
2012 | 7 | 5 | 1 | 279 | 160.9 | 974 | 6.0534
2012 | 7 | 5 | 2 | 285 | 152.7 | 923 | 6.0445
2012 | 7 | 5 | 3 | 294 | 137.7 | 832 | 6.0421
2012 | 7 | 5 | 4 | 274.7 | 118.3 | 723 | 6.1116
2012 | 7 | 5 | 5 | 276.1 | 119.1 | 728 | 6.1125
2012 | 7 | 5 | 6 | 269.2 | 126.4 | 775 | 6.1313
2012 | 7 | 5 | 7 | 269.7 | 130.2 | 801 | 6.1521
2012 | 7 | 5 | 8 | 272.3 | 132.8 | 814 | 6.1295
2012 | 7 | 5 | 9 | 284.4 | 122.9 | 748 | 6.0862
2012 | 7 | 5 | 10 | 305.2 | 142.5 | 850 | 5.9649
2012 | 7 | 5 | 11 | 310.4 | 147.8 | 875 | 5.9202
2012 | 7 | 5 | 12 | 315.3 | 152.9 | 894 | 5.847
2012 | 7 | 5 | 13 | 321.4 | 169.9 | 972 | 5.721
2012 | 7 | 5 | 14 | 288.2 | 155 | 910 | 5.871
2012 | 7 | 5 | 15 | 278.3 | 157.2 | 941 | 5.986
2012 | 7 | 5 | 16 | 266.4 | 146.3 | 890 | 6.0834
2012 | 7 | 5 | 17 | 273.2 | 152.9 | 926 | 6.0562
2012 | 7 | 5 | 18 | 288.4 | 168.2 | 1000 | 5.9453
2012 | 7 | 5 | 19 | 283.9 | 156.6 | 939 | 5.9962
2012 | 7 | 5 | 20 | 283.8 | 153.2 | 924 | 6.0313
2012 | 7 | 5 | 21 | 282.4 | 149.7 | 906 | 6.0521
2012 | 7 | 5 | 22 | 284 | 151.2 | 915 | 6.0516
2012 | 7 | 5 | 23 | 288.5 | 155.7 | 931 | 5.9794
2012 | 7 | 5 | 24 | 290.8 | 158 | 943 | 5.9684
2012 | 7 | 6 | 1 | 289.9 | 157 | 941 | 5.9936
2012 | 7 | 6 | 2 | 286.6 | 153.8 | 926 | 6.0208
2012 | 7 | 6 | 3 | 284.7 | 151.9 | 916 | 6.0303
2012 | 7 | 6 | 4 | 283 | 150.1 | 908 | 6.0493
2012 | 7 | 6 | 5 | 280.1 | 152.1 | 920 | 6.0487
2012 | 7 | 6 | 6 | 273.4 | 152.1 | 921 | 6.0552
2012 | 7 | 6 | 7 | 273.7 | 152.7 | 927 | 6.0707
2012 | 7 | 6 | 8 | 266.8 | 147.3 | 897 | 6.0896
2012 | 7 | 6 | 9 | 254.3 | 133.8 | 827 | 6.1809
2012 | 7 | 6 | 10 | 250 | 129.4 | 802 | 6.1978
2012 | 7 | 6 | 11 | 249.3 | 128.7 | 802 | 6.2315
2012 | 7 | 6 | 12 | 255.4 | 134.8 | 840 | 6.2315
2012 | 7 | 6 | 13 | 261.3 | 140.8 | 871 | 6.1861
2012 | 7 | 6 | 14 | 263.9 | 143.3 | 884 | 6.1689
2012 | 7 | 6 | 15 | 268 | 147.4 | 902 | 6.1194
2012 | 7 | 6 | 16 | 267.3 | 146.7 | 897 | 6.1145
2012 | 7 | 6 | 17 | 303.5 | 174.5 | 1017 | 5.8281
2012 | 7 | 6 | 18 | 268.4 | 137.6 | 832 | 6.0465
2012 | 7 | 6 | 19 | 256.8 | 127.7 | 785 | 6.1472
2012 | 7 | 6 | 20 | 279.1 | 147.8 | 900 | 6.0893
2012 | 7 | 6 | 21 | 267.7 | 136.8 | 840 | 6.1404
2012 | 7 | 6 | 22 | 274.5 | 143.8 | 880 | 6.1196
2012 | 7 | 6 | 23 | 254.6 | 123.4 | 759 | 6.1507
2012 | 7 | 6 | 24 | 249.9 | 118.7 | 737 | 6.2089
2012 | 7 | 7 | 1 | 251.8 | 120.6 | 750 | 6.2189
2012 | 7 | 7 | 2 | 250.1 | 119 | 740 | 6.2185
2012 | 7 | 7 | 3 | 251.2 | 120 | 748 | 6.2333
2012 | 7 | 7 | 4 | 255.8 | 124.8 | 773 | 6.1939
2012 | 7 | 7 | 5 | 248.1 | 117 | 729 | 6.2308
2012 | 7 | 7 | 6 | 250.9 | 119.8 | 746 | 6.227
2012 | 7 | 7 | 7 | 257.8 | 126.7 | 788 | 6.2194
2012 | 7 | 7 | 8 | 270.7 | 139.8 | 861 | 6.1588
2012 | 7 | 7 | 9 | 259.7 | 136.2 | 841 | 6.1747
2012 | 7 | 7 | 10 | 242.9 | 123.9 | 771 | 6.2228
2012 | 7 | 7 | 11 | 251.4 | 132.5 | 826 | 6.234
2012 | 7 | 7 | 12 | 269.6 | 150.3 | 920 | 6.1211
2012 | 7 | 7 | 13 | 271.8 | 151.4 | 921 | 6.0832
2012 | 7 | 7 | 14 | 253.7 | 132.6 | 820 | 6.184
2012 | 7 | 7 | 15 | 262.7 | 141.5 | 869 | 6.1413
2012 | 7 | 7 | 16 | 265.3 | 143.4 | 877 | 6.1158
2012 | 7 | 7 | 17 | 257.8 | 136 | 834 | 6.1324
2012 | 7 | 7 | 18 | 259 | 137.4 | 850 | 6.1863
2012 | 7 | 7 | 19 | 246 | 124.3 | 765 | 6.1545
2012 | 7 | 7 | 20 | 235.8 | 113.9 | 708 | 6.216
2012 | 7 | 7 | 21 | 233.5 | 112.4 | 699 | 6.2189
2012 | 7 | 7 | 22 | 253.5 | 132.1 | 810 | 6.1317
2012 | 7 | 7 | 23 | 263.5 | 141.6 | 867 | 6.1229
2012 | 7 | 7 | 24 | 237.4 | 114.9 | 714 | 6.2141
2012 | 7 | 8 | 1 | 242.1 | 119.3 | 745 | 6.2448
2012 | 7 | 8 | 2 | 245.2 | 122.2 | 764 | 6.252
2012 | 7 | 8 | 3 | 244.3 | 121.3 | 760 | 6.2655
2012 | 7 | 8 | 4 | 244.1 | 121.1 | 757 | 6.251
2012 | 7 | 8 | 5 | 248.1 | 125.1 | 782 | 6.251
2012 | 7 | 8 | 6 | 243 | 119.9 | 750 | 6.2552
2012 | 7 | 8 | 7 | 242.8 | 119.6 | 752 | 6.2876
2012 | 7 | 8 | 8 | 254.1 | 130.9 | 820 | 6.2643
2012 | 7 | 8 | 9 | 249.8 | 126.7 | 792 | 6.251
2012 | 7 | 8 | 10 | 240.7 | 117.7 | 736 | 6.2532
2012 | 7 | 8 | 11 | 253.5 | 132.6 | 824 | 6.2142
2012 | 7 | 8 | 12 | 251.3 | 131 | 817 | 6.2366
2012 | 7 | 8 | 13 | 264.1 | 143.8 | 887 | 6.1683
2012 | 7 | 8 | 14 | 264.1 | 143.8 | 953 | 6.6273
2012 | 7 | 8 | 15 | 264.1 | 143.8 | 950 | 6.6064
2012 | 7 | 8 | 16 | 264.1 | 143.8 | 952 | 6.6203
2012 | 7 | 8 | 17 | 264.1 | 143.8 | 956 | 6.6481
2012 | 7 | 8 | 18 | 280 | 159.2 | 935 | 5.8731
2012 | 7 | 8 | 19 | 257.9 | 137.1 | 834 | 6.0832
2012 | 7 | 8 | 20 | 232.6 | 112.1 | 697 | 6.2177
2012 | 7 | 8 | 21 | 248.1 | 127.5 | 797 | 6.251
2012 | 7 | 8 | 22 | 279 | 158.6 | 964 | 6.0782
2012 | 7 | 8 | 23 | 270.6 | 150.2 | 915 | 6.0919
2012 | 7 | 8 | 24 | 256.2 | 135.8 | 836 | 6.1561
2012 | 7 | 9 | 1 | 264.7 | 144.4 | 885 | 6.1288
2012 | 7 | 9 | 2 | 270.1 | 149.8 | 907 | 6.0547
2012 | 7 | 9 | 3 | 265.1 | 133.2 | 820 | 6.1562
2012 | 7 | 9 | 4 | 284.4 | 147.2 | 891 | 6.053
2012 | 7 | 9 | 5 | 290.1 | 153 | 919 | 6.0065
2012 | 7 | 9 | 6 | 271.5 | 134.3 | 816 | 6.0759
2012 | 7 | 9 | 7 | 285 | 147.9 | 889 | 6.0108
2012 | 7 | 9 | 8 | 274.1 | 140.4 | 850 | 6.0541
2012 | 7 | 9 | 9 | 255.5 | 119.3 | 730 | 6.119
2012 | 7 | 9 | 10 | 257.2 | 120.2 | 741 | 6.1647
2012 | 7 | 9 | 11 | 263.7 | 127.3 | 781 | 6.1351
2012 | 7 | 9 | 12 | 268 | 142 | 863 | 6.0775
2012 | 7 | 9 | 13 | 241.1 | 145.6 | 904 | 6.2088
2012 | 7 | 9 | 14 | 246 | 150.2 | 928 | 6.1784
2012 | 7 | 9 | 15 | 243 | 147.2 | 918 | 6.2364
2012 | 7 | 9 | 16 | 247.6 | 151.8 | 939 | 6.1858
2012 | 7 | 9 | 17 | 259.7 | 164 | 999 | 6.0915
2012 | 7 | 9 | 18 | 254.1 | 158.7 | 973 | 6.1311
2012 | 7 | 9 | 19 | 256.1 | 160.8 | 988 | 6.1443
2012 | 7 | 9 | 20 | 265.8 | 161.2 | 985 | 6.1104
2012 | 7 | 9 | 21 | 275.4 | 166.4 | 1000 | 6.0096
2012 | 7 | 9 | 22 | 269.7 | 147.8 | 902 | 6.1028
2012 | 7 | 9 | 23 | 265 | 143 | 876 | 6.1259
2012 | 7 | 9 | 24 | 265.9 | 138.1 | 851 | 6.1622
2012 | 7 | 10 | 1 | 280.5 | 143.1 | 866 | 6.0517
2012 | 7 | 10 | 2 | 268.5 | 131.5 | 805 | 6.1217
2012 | 7 | 10 | 3 | 265.9 | 129.3 | 797 | 6.164
2012 | 7 | 10 | 4 | 264.2 | 127.6 | 785 | 6.152
2012 | 7 | 10 | 5 | 265 | 128.4 | 791 | 6.1604
2012 | 7 | 10 | 6 | 259.6 | 123.1 | 756 | 6.1413
2012 | 7 | 10 | 7 | 267.4 | 130.8 | 807 | 6.1697
2012 | 7 | 10 | 8 | 276.4 | 141.6 | 858 | 6.0593
2012 | 7 | 10 | 9 | 268.6 | 145.6 | 887 | 6.092
2012 | 7 | 10 | 10 | 270.1 | 164 | 990 | 6.0366
2012 | 7 | 10 | 11 | 269.7 | 163.5 | 990 | 6.055
2012 | 7 | 10 | 12 | 277.2 | 171 | 1025 | 5.9942
2012 | 7 | 10 | 13 | 278.9 | 185.9 | 1086 | 5.8419
2012 | 7 | 10 | 14 | 278.7 | 189.9 | 1100 | 5.7925
2012 | 7 | 10 | 15 | 267.6 | 187.1 | 1097 | 5.8632
2012 | 7 | 10 | 16 | 271.2 | 163.1 | 982 | 6.0208
2012 | 7 | 10 | 17 | 262.9 | 140.8 | 859 | 6.1009
2012 | 7 | 10 | 18 | 249 | 128.3 | 792 | 6.173
2012 | 7 | 10 | 19 | 260.2 | 140.2 | 864 | 6.1626
2012 | 7 | 10 | 20 | 266.9 | 147 | 898 | 6.1088
2012 | 7 | 10 | 21 | 266.4 | 147.4 | 900 | 6.1058
2012 | 7 | 10 | 22 | 260.1 | 138.5 | 853 | 6.1588
2012 | 7 | 10 | 23 | 264 | 142.5 | 878 | 6.1614
2012 | 7 | 10 | 24 | 277.6 | 148.9 | 905 | 6.0779
2012 | 7 | 11 | 1 | 279.4 | 142.9 | 870 | 6.0882
2012 | 7 | 11 | 2 | 281.3 | 144.7 | 880 | 6.0815
2012 | 7 | 11 | 3 | 279.5 | 142.8 | 869 | 6.0854
2012 | 7 | 11 | 4 | 261.3 | 124.5 | 766 | 6.1526
2012 | 7 | 11 | 5 | 262.3 | 125.8 | 777 | 6.1765
2012 | 7 | 11 | 6 | 264.4 | 128.1 | 788 | 6.1514
2012 | 7 | 11 | 7 | 278.9 | 144.1 | 872 | 6.0514
2012 | 7 | 11 | 8 | 259.4 | 134.6 | 822 | 6.107
2012 | 7 | 11 | 9 | 243.4 | 117.8 | 726 | 6.163
2012 | 7 | 11 | 10 | 258.7 | 133.2 | 821 | 6.1637
2012 | 7 | 11 | 11 | 262.8 | 137.5 | 845 | 6.1455
2012 | 7 | 11 | 12 | 270.4 | 145.3 | 884 | 6.084
2012 | 7 | 11 | 13 | 270.4 | 145.2 | 880 | 6.0606
2012 | 7 | 11 | 14 | 254.7 | 143.8 | 879 | 6.1127
2012 | 7 | 11 | 15 | 236.6 | 130.2 | 812 | 6.2366
2012 | 7 | 11 | 16 | 242.6 | 137.5 | 860 | 6.2545
2012 | 7 | 11 | 17 | 236.7 | 131.5 | 828 | 6.2966
2012 | 7 | 11 | 18 | 246.7 | 141.6 | 888 | 6.2712
2012 | 7 | 11 | 19 | 244.9 | 140.5 | 881 | 6.2705
2012 | 7 | 11 | 20 | 253 | 145.7 | 906 | 6.2183
2012 | 7 | 11 | 21 | 246.6 | 138.1 | 865 | 6.2636
2012 | 7 | 11 | 22 | 240.4 | 131.9 | 827 | 6.2699
2012 | 7 | 11 | 23 | 242 | 133.6 | 837 | 6.265
2012 | 7 | 11 | 24 | 243.3 | 134.9 | 847 | 6.2787
2012 | 7 | 12 | 1 | 245.5 | 137 | 859 | 6.2701
2012 | 7 | 12 | 2 | 250.7 | 139.8 | 873 | 6.2446
2012 | 7 | 12 | 3 | 255.1 | 128.2 | 797 | 6.2168
2012 | 7 | 12 | 4 | 238.3 | 111.3 | 691 | 6.2084
2012 | 7 | 12 | 5 | 245.6 | 118.6 | 741 | 6.2479
2012 | 7 | 12 | 6 | 258.2 | 131.3 | 816 | 6.2148
2012 | 7 | 12 | 7 | 257.4 | 130.5 | 809 | 6.1992
2012 | 7 | 12 | 8 | 255.3 | 130.8 | 810 | 6.1927
2012 | 7 | 12 | 9 | 244.7 | 119.1 | 740 | 6.2133
2012 | 7 | 12 | 10 | 258.1 | 133 | 826 | 6.2105
2012 | 7 | 12 | 11 | 262.9 | 144.1 | 885 | 6.1416
2012 | 7 | 12 | 12 | 249 | 133.6 | 829 | 6.2051
2012 | 7 | 12 | 13 | 263.3 | 148 | 910 | 6.1486
2012 | 7 | 12 | 14 | 268.8 | 153.6 | 937 | 6.1003
2012 | 7 | 12 | 15 | 256.7 | 140.2 | 861 | 6.1412
2012 | 7 | 12 | 16 | 261.9 | 142.4 | 874 | 6.1376
2012 | 7 | 12 | 17 | 252.8 | 138.1 | 852 | 6.1694
2012 | 7 | 12 | 18 | 238.6 | 124 | 774 | 6.2419
2012 | 7 | 12 | 19 | 250.8 | 138.6 | 861 | 6.2121
2012 | 7 | 12 | 20 | 255.7 | 140.5 | 871 | 6.1993
2012 | 7 | 12 | 21 | 255.3 | 140.2 | 875 | 6.2411
2012 | 7 | 12 | 22 | 265.6 | 150.5 | 927 | 6.1595
2012 | 7 | 12 | 23 | 265.8 | 150.7 | 926 | 6.1447
2012 | 7 | 12 | 24 | 265.4 | 148.1 | 912 | 6.158
2012 | 7 | 13 | 1 | 268.1 | 145.7 | 896 | 6.1496
2012 | 7 | 13 | 2 | 283.8 | 147.3 | 897 | 6.0896
2012 | 7 | 13 | 3 | 295.2 | 159 | 945 | 5.9434
2012 | 7 | 13 | 4 | 286.4 | 150.3 | 901 | 5.9947
2012 | 7 | 13 | 5 | 269 | 132.8 | 812 | 6.1145
2012 | 7 | 13 | 6 | 270.5 | 134.5 | 821 | 6.1041
2012 | 7 | 13 | 7 | 265.5 | 129.4 | 789 | 6.0974
2012 | 7 | 13 | 8 | 245.9 | 121.2 | 746 | 6.1551
2012 | 7 | 13 | 9 | 232.1 | 117.5 | 734 | 6.2468
2012 | 7 | 13 | 10 | 239.1 | 127.7 | 801 | 6.2725
2012 | 7 | 13 | 11 | 268.3 | 157 | 962 | 6.1274
2012 | 7 | 13 | 12 | 269.2 | 157.7 | 964 | 6.1129
2012 | 7 | 13 | 13 | 276.3 | 164.7 | 991 | 6.017
2012 | 7 | 13 | 14 | 271.3 | 159.7 | 967 | 6.0551
2012 | 7 | 13 | 15 | 274.3 | 162.7 | 983 | 6.0418
2012 | 7 | 13 | 16 | 275.1 | 163.6 | 986 | 6.0269
2012 | 7 | 13 | 17 | 269.5 | 158 | 955 | 6.0443
2012 | 7 | 13 | 18 | 261.4 | 149.9 | 917 | 6.1174
2012 | 7 | 13 | 19 | 256.1 | 144.6 | 893 | 6.1757
2012 | 7 | 13 | 20 | 256.1 | 141.4 | 878 | 6.2093
2012 | 7 | 13 | 21 | 250.5 | 138.9 | 867 | 6.2419
2012 | 7 | 13 | 22 | 256.5 | 145 | 901 | 6.2138
2012 | 7 | 13 | 23 | 268.5 | 157 | 960 | 6.1146
2012 | 7 | 13 | 24 | 271.2 | 159.7 | 972 | 6.0864
2012 | 7 | 14 | 1 | 280 | 160.5 | 972 | 6.0561
2012 | 7 | 14 | 2 | 292.6 | 150.6 | 911 | 6.0491
2012 | 7 | 14 | 3 | 294.5 | 153 | 918 | 6
2012 | 7 | 14 | 4 | 286.6 | 145 | 877 | 6.0483
2012 | 7 | 14 | 5 | 286 | 144.6 | 871 | 6.0235
2012 | 7 | 14 | 6 | 275.5 | 134.2 | 819 | 6.1028
2012 | 7 | 14 | 7 | 270.4 | 129.8 | 796 | 6.1325
2012 | 7 | 14 | 8 | 260.8 | 133.4 | 818 | 6.1319
2012 | 7 | 14 | 9 | 267.7 | 155.8 | 948 | 6.0847
2012 | 7 | 14 | 10 | 266.4 | 169.8 | 1023 | 6.0247
2012 | 7 | 14 | 11 | 265.2 | 174.3 | 1049 | 6.0184
2012 | 7 | 14 | 12 | 267.4 | 176.5 | 1059 | 6
2012 | 7 | 14 | 13 | 263.5 | 172.5 | 1039 | 6.0232
2012 | 7 | 14 | 14 | 262.2 | 171.2 | 1035 | 6.0456
2012 | 7 | 14 | 15 | 261.9 | 171 | 1033 | 6.0409
2012 | 7 | 14 | 16 | 261 | 170 | 1029 | 6.0529
2012 | 7 | 14 | 17 | 265.5 | 174.5 | 1050 | 6.0172
2012 | 7 | 14 | 18 | 262 | 171 | 1033 | 6.0409
2012 | 7 | 14 | 19 | 266.5 | 163.4 | 994 | 6.0832
2012 | 7 | 14 | 20 | 258.3 | 152.9 | 938 | 6.1347
2012 | 7 | 14 | 21 | 254.6 | 149.3 | 927 | 6.209
2012 | 7 | 14 | 22 | 263.9 | 158.7 | 969 | 6.1059
2012 | 7 | 14 | 23 | 255.3 | 150.1 | 926 | 6.1692
2012 | 7 | 14 | 24 | 253.9 | 148.6 | 917 | 6.1709
2012 | 7 | 15 | 1 | 252.2 | 137.4 | 858 | 6.2445
2012 | 7 | 15 | 2 | 250.9 | 133.9 | 836 | 6.2435
2012 | 7 | 15 | 3 | 258.3 | 133 | 828 | 6.2256
2012 | 7 | 15 | 4 | 256.9 | 131.7 | 817 | 6.2035
2012 | 7 | 15 | 5 | 259.8 | 134.6 | 836 | 6.211
2012 | 7 | 15 | 6 | 260.5 | 135.3 | 839 | 6.201
2012 | 7 | 15 | 7 | 263.6 | 138.4 | 859 | 6.2066
2012 | 7 | 15 | 8 | 265.1 | 145.2 | 889 | 6.1226
2012 | 7 | 15 | 9 | 285.2 | 163.1 | 976 | 5.9841
2012 | 7 | 15 | 10 | 277.6 | 155.4 | 935 | 6.0167
2012 | 7 | 15 | 11 | 283.5 | 161.3 | 963 | 5.9702
2012 | 7 | 15 | 12 | 283.8 | 166.6 | 988 | 5.9304
2012 | 7 | 15 | 13 | 271.2 | 160.3 | 961 | 5.995
2012 | 7 | 15 | 14 | 266.8 | 155.8 | 944 | 6.0591
2012 | 7 | 15 | 15 | 257.9 | 146.8 | 902 | 6.1444
2012 | 7 | 15 | 16 | 265.3 | 158.9 | 966 | 6.0793
2012 | 7 | 15 | 17 | 263.5 | 158.1 | 966 | 6.1101
2012 | 7 | 15 | 18 | 254.8 | 153.6 | 943 | 6.1393
2012 | 7 | 15 | 19 | 255 | 153.7 | 947 | 6.1614
2012 | 7 | 15 | 20 | 259.3 | 156.6 | 960 | 6.1303
2012 | 7 | 15 | 21 | 262.8 | 167.1 | 1014 | 6.0682
2012 | 7 | 15 | 22 | 266.6 | 171 | 1033 | 6.0409
2012 | 7 | 15 | 23 | 269.6 | 173.5 | 1040 | 5.9942
2012 | 7 | 15 | 24 | 269 | 173.1 | 1036 | 5.985
2012 | 7 | 16 | 1 | 262.9 | 167.2 | 1010 | 6.0407
2012 | 7 | 16 | 2 | 259 | 162.9 | 991 | 6.0835
2012 | 7 | 16 | 3 | 251.3 | 155.4 | 956 | 6.1519
2012 | 7 | 16 | 4 | 258.4 | 161.7 | 986 | 6.0977
2012 | 7 | 16 | 5 | 252.9 | 157.2 | 966 | 6.145
2012 | 7 | 16 | 6 | 262 | 165.9 | 1006 | 6.0639
2012 | 7 | 16 | 7 | 276.5 | 175.7 | 1041 | 5.9249
2012 | 7 | 16 | 8 | 264.5 | 159.3 | 966 | 6.064
2012 | 7 | 16 | 9 | 262 | 160.1 | 972 | 6.0712
2012 | 7 | 16 | 10 | 268 | 167.2 | 1012 | 6.0526
2012 | 7 | 16 | 11 | 270.1 | 169.1 | 1022 | 6.0438
2012 | 7 | 16 | 12 | 266.8 | 165.8 | 1007 | 6.0736
2012 | 7 | 16 | 13 | 269.3 | 168.2 | 1022 | 6.0761
2012 | 7 | 16 | 14 | 266.3 | 165.2 | 1002 | 6.0654
2012 | 7 | 16 | 15 | 260.9 | 159.8 | 989 | 6.189
2012 | 7 | 16 | 16 | 270.8 | 170 | 1028 | 6.0471
2012 | 7 | 16 | 17 | 276.3 | 175.5 | 1052 | 5.9943
2012 | 7 | 16 | 18 | 280.1 | 179.2 | 1064 | 5.9375
2012 | 7 | 16 | 19 | 278.2 | 178.2 | 1060 | 5.9484
2012 | 7 | 16 | 20 | 264.1 | 161.9 | 981 | 6.0593
2012 | 7 | 16 | 21 | 243.1 | 140.1 | 872 | 6.2241
2012 | 7 | 16 | 22 | 260.7 | 157.8 | 967 | 6.128
2012 | 7 | 16 | 23 | 262.8 | 159.8 | 975 | 6.1014
2012 | 7 | 16 | 24 | 277.9 | 169.6 | 1021 | 6.02
2012 | 7 | 17 | 1 | 255.8 | 143.4 | 877 | 6.1158
2012 | 7 | 17 | 2 | 250.5 | 138.1 | 854 | 6.1839
2012 | 7 | 17 | 3 | 255 | 142.5 | 882 | 6.1895
2012 | 7 | 17 | 4 | 259 | 146.5 | 907 | 6.1911
2012 | 7 | 17 | 5 | 259.5 | 147.1 | 907 | 6.1659
2012 | 7 | 17 | 6 | 262 | 149.7 | 919 | 6.1389
2012 | 7 | 17 | 7 | 254.7 | 148.7 | 914 | 6.1466
2012 | 7 | 17 | 8 | 255.3 | 155 | 952 | 6.1419
2012 | 7 | 17 | 9 | 250.5 | 150.7 | 933 | 6.1911
2012 | 7 | 17 | 10 | 250.8 | 151.1 | 934 | 6.1813
2012 | 7 | 17 | 11 | 254.1 | 154.1 | 953 | 6.1843
2012 | 7 | 17 | 12 | 253.1 | 152.9 | 945 | 6.1805
2012 | 7 | 17 | 13 | 251.9 | 152.6 | 942 | 6.173
2012 | 7 | 17 | 14 | 251.3 | 152 | 942 | 6.1974
2012 | 7 | 17 | 15 | 246 | 146.7 | 912 | 6.2168
2012 | 7 | 17 | 16 | 243.1 | 143.8 | 899 | 6.2517
2012 | 7 | 17 | 17 | 243.4 | 144.2 | 900 | 6.2413
2012 | 7 | 17 | 18 | 254.9 | 162.1 | 997 | 6.1505
2012 | 7 | 17 | 19 | 260.8 | 169.3 | 1029 | 6.078
2012 | 7 | 17 | 20 | 252.1 | 162.1 | 994 | 6.132
2012 | 7 | 17 | 21 | 241.5 | 151 | 941 | 6.2318
2012 | 7 | 17 | 22 | 250 | 159.5 | 982 | 6.1567
2012 | 7 | 17 | 23 | 254.7 | 164.2 | 1004 | 6.1145
2012 | 7 | 17 | 24 | 245.4 | 154.9 | 955 | 6.1653
2012 | 7 | 18 | 1 | 218.7 | 128.1 | 811 | 6.331
2012 | 7 | 18 | 2 | 221.4 | 130.8 | 831 | 6.3532
2012 | 7 | 18 | 3 | 242.1 | 151.5 | 949 | 6.264
2012 | 7 | 18 | 4 | 257.3 | 166.8 | 1022 | 6.1271
2012 | 7 | 18 | 5 | 252 | 161.4 | 993 | 6.1524
2012 | 7 | 18 | 6 | 249.1 | 158.5 | 975 | 6.1514
2012 | 7 | 18 | 7 | 263.1 | 172.4 | 1041 | 6.0383
2012 | 7 | 18 | 8 | 260.9 | 168.1 | 1012 | 6.0202
2012 | 7 | 18 | 9 | 245.9 | 135.8 | 845 | 6.2224
2012 | 7 | 18 | 10 | 244.2 | 145.5 | 907 | 6.2337
2012 | 7 | 18 | 11 | 238.9 | 139.5 | 874 | 6.2652
2012 | 7 | 18 | 12 | 252.5 | 152.9 | 944 | 6.174
2012 | 7 | 18 | 13 | 263.3 | 163.3 | 998 | 6.1115
2012 | 7 | 18 | 14 | 260.8 | 160.8 | 979 | 6.0883
2012 | 7 | 18 | 15 | 244.2 | 144.4 | 896 | 6.205
2012 | 7 | 18 | 16 | 242.2 | 155.3 | 956 | 6.1558
2012 | 7 | 18 | 17 | 227.6 | 147 | 926 | 6.2993
2012 | 7 | 18 | 18 | 245.4 | 164.9 | 1020 | 6.1856
2012 | 7 | 18 | 19 | 243.7 | 164.1 | 1015 | 6.1853
2012 | 7 | 18 | 20 | 243.4 | 160.4 | 985 | 6.1409
2012 | 7 | 18 | 21 | 226.7 | 143.9 | 907 | 6.303
2012 | 7 | 18 | 22 | 217.6 | 146.8 | 930 | 6.3351
2012 | 7 | 18 | 23 | 227.8 | 155.9 | 980 | 6.2861
2012 | 7 | 18 | 24 | 235.9 | 159.2 | 993 | 6.2374
2012 | 7 | 19 | 1 | 250.6 | 173.7 | 1054 | 6.0679
2012 | 7 | 19 | 2 | 245.6 | 169.1 | 1038 | 6.1384
2012 | 7 | 19 | 3 | 242 | 166.1 | 1025 | 6.171
2012 | 7 | 19 | 4 | 250.9 | 166.9 | 1023 | 6.1294
2012 | 7 | 19 | 5 | 256.2 | 163.5 | 1000 | 6.1162
2012 | 7 | 19 | 6 | 257.9 | 165.2 | 1008 | 6.1017
2012 | 7 | 19 | 7 | 264.1 | 171.3 | 1032 | 6.0245
2012 | 7 | 19 | 8 | 264.1 | 170.6 | 1030 | 6.0375
2012 | 7 | 19 | 9 | 261.5 | 157.5 | 960 | 6.0952
2012 | 7 | 19 | 10 | 260.3 | 155.5 | 951 | 6.1158
2012 | 7 | 19 | 11 | 262.6 | 157.7 | 961 | 6.0938
2012 | 7 | 19 | 12 | 264.6 | 159.7 | 971 | 6.0802
2012 | 7 | 19 | 13 | 267 | 162 | 982 | 6.0617
2012 | 7 | 19 | 14 | 258.3 | 153.3 | 939 | 6.1252
2012 | 7 | 19 | 15 | 255.8 | 150.8 | 931 | 6.1737
2012 | 7 | 19 | 16 | 253.4 | 148.4 | 916 | 6.1725
2012 | 7 | 19 | 17 | 260.9 | 156.4 | 954 | 6.0997
2012 | 7 | 19 | 18 | 250.5 | 157.6 | 969 | 6.1485
2012 | 7 | 19 | 19 | 260.4 | 167.5 | 1019 | 6.0836
2012 | 7 | 19 | 20 | 264.1 | 169.1 | 1023 | 6.0497
2012 | 7 | 19 | 21 | 264.7 | 168 | 1016 | 6.0476
2012 | 7 | 19 | 22 | 266.4 | 169.6 | 1032 | 6.0849
2012 | 7 | 19 | 23 | 279.1 | 182.3 | 1074 | 5.8914
2012 | 7 | 19 | 24 | 286.1 | 189.3 | 1091 | 5.7633
2012 | 7 | 20 | 1 | 283.8 | 187.1 | 1084 | 5.7937
2012 | 7 | 20 | 2 | 272.4 | 175.7 | 1046 | 5.9533
2012 | 7 | 20 | 3 | 273.3 | 176.5 | 1052 | 5.9603
2012 | 7 | 20 | 4 | 274.3 | 177.6 | 1055 | 5.9403
2012 | 7 | 20 | 5 | 276.3 | 180.2 | 1063 | 5.899
2012 | 7 | 20 | 6 | 260.8 | 169.8 | 1025 | 6.0365
2012 | 7 | 20 | 7 | 261.2 | 170.8 | 1033 | 6.048
2012 | 7 | 20 | 8 | 246.1 | 155.9 | 959 | 6.1514
2012 | 7 | 20 | 9 | 252.8 | 157.8 | 972 | 6.1597
2012 | 7 | 20 | 10 | 238.9 | 144 | 899 | 6.2431
2012 | 7 | 20 | 11 | 247.3 | 152.5 | 944 | 6.1902
2012 | 7 | 20 | 12 | 251.7 | 156.9 | 967 | 6.1632
2012 | 7 | 20 | 13 | 254.5 | 159.6 | 982 | 6.1529
2012 | 7 | 20 | 14 | 261.3 | 155 | 927 | 5.9806
2012 | 7 | 20 | 15 | 258.6 | 138.8 | 861 | 6.2032
2012 | 7 | 20 | 16 | 259.5 | 132.9 | 827 | 6.2227
2012 | 7 | 20 | 17 | 271 | 160.2 | 976 | 6.0924
2012 | 7 | 20 | 18 | 277.8 | 167.1 | 1009 | 6.0383
2012 | 7 | 20 | 19 | 290.6 | 181.2 | 1057 | 5.8333
2012 | 7 | 20 | 20 | 280.7 | 168.8 | 1006 | 5.9597
2012 | 7 | 20 | 21 | 272.4 | 160 | 963 | 6.0187
2012 | 7 | 20 | 22 | 271.8 | 159.4 | 962 | 6.0351
2012 | 7 | 20 | 23 | 271.1 | 158.6 | 959 | 6.0467
2012 | 7 | 20 | 24 | 272.8 | 160.4 | 969 | 6.0411
2012 | 7 | 21 | 1 | 270.8 | 158.4 | 959 | 6.0543
2012 | 7 | 21 | 2 | 272.2 | 159.7 | 966 | 6.0488
2012 | 7 | 21 | 3 | 275.5 | 163.1 | 981 | 6.0147
2012 | 7 | 21 | 4 | 268.5 | 156.1 | 947 | 6.0666
2012 | 7 | 21 | 5 | 265.9 | 153.5 | 934 | 6.0847
2012 | 7 | 21 | 6 | 256.2 | 152.3 | 934 | 6.1326
2012 | 7 | 21 | 7 | 255.2 | 160.9 | 985 | 6.1218
2012 | 7 | 21 | 8 | 266.5 | 172 | 1038 | 6.0349
2012 | 7 | 21 | 9 | 271.2 | 176.6 | 1051 | 5.9513
2012 | 7 | 21 | 10 | 268.6 | 174.3 | 1048 | 6.0126
2012 | 7 | 21 | 11 | 274.8 | 180 | 1064 | 5.9111
2012 | 7 | 21 | 12 | 272.3 | 176.7 | 1053 | 5.9593
2012 | 7 | 21 | 13 | 270.3 | 174.7 | 1042 | 5.9645
2012 | 7 | 21 | 14 | 270.4 | 174.6 | 1045 | 5.9851
2012 | 7 | 21 | 15 | 269.7 | 173.1 | 1034 | 5.9734
2012 | 7 | 21 | 16 | 265.3 | 168.6 | 1014 | 6.0142
2012 | 7 | 21 | 17 | 259.3 | 162.9 | 987 | 6.0589
2012 | 7 | 21 | 18 | 261.4 | 164.6 | 1000 | 6.0753
2012 | 7 | 21 | 19 | 260.1 | 164.4 | 998 | 6.0706
2012 | 7 | 21 | 20 | 260.5 | 168.9 | 1023 | 6.0568
2012 | 7 | 21 | 21 | 254.7 | 169 | 1027 | 6.0769
2012 | 7 | 21 | 22 | 254.6 | 168.9 | 1027 | 6.0805
2012 | 7 | 21 | 23 | 246.9 | 161.2 | 992 | 6.1538
2012 | 7 | 21 | 24 | 258.9 | 165.9 | 1011 | 6.094
2012 | 7 | 22 | 1 | 269.6 | 172.1 | 1028 | 5.9733
2012 | 7 | 22 | 2 | 256.8 | 159.8 | 976 | 6.1076
2012 | 7 | 22 | 3 | 260.7 | 163.6 | 995 | 6.0819
2012 | 7 | 22 | 4 | 259 | 162.3 | 989 | 6.0937
2012 | 7 | 22 | 5 | 261.3 | 160.4 | 978 | 6.0973
2012 | 7 | 22 | 6 | 269.5 | 161.2 | 980 | 6.0794
2012 | 7 | 22 | 7 | 265 | 156.6 | 956 | 6.1047
2012 | 7 | 22 | 8 | 269.6 | 161.2 | 980 | 6.0794
2012 | 7 | 22 | 9 | 275.9 | 167.4 | 1010 | 6.0335
2012 | 7 | 22 | 10 | 282.3 | 173.9 | 1033 | 5.9402
2012 | 7 | 22 | 11 | 275.9 | 167.4 | 1002 | 5.9857
2012 | 7 | 22 | 12 | 271.6 | 163.2 | 982 | 6.0172
2012 | 7 | 22 | 13 | 264.9 | 160 | 972 | 6.075
2012 | 7 | 22 | 14 | 250.3 | 154.9 | 952 | 6.1459
2012 | 7 | 22 | 15 | 252.1 | 155.5 | 958 | 6.1608
2012 | 7 | 22 | 16 | 247.8 | 157.4 | 971 | 6.169
2012 | 7 | 22 | 17 | 238.6 | 152.8 | 952 | 6.2304
2012 | 7 | 22 | 18 | 242.4 | 156.6 | 974 | 6.2197
2012 | 7 | 22 | 19 | 248.7 | 162.9 | 1004 | 6.1633
2012 | 7 | 22 | 20 | 254.7 | 168.9 | 1034 | 6.122
2012 | 7 | 22 | 21 | 258.7 | 172.9 | 1052 | 6.0844
2012 | 7 | 22 | 22 | 255.5 | 169.8 | 1036 | 6.1013
2012 | 7 | 22 | 23 | 244.5 | 158.3 | 978 | 6.1781
2012 | 7 | 22 | 24 | 247.5 | 150.5 | 935 | 6.2126
2012 | 7 | 23 | 1 | 249.5 | 152.5 | 944 | 6.1902
2012 | 7 | 23 | 2 | 248.2 | 151.2 | 938 | 6.2037
2012 | 7 | 23 | 3 | 251.6 | 154.6 | 958 | 6.1966
2012 | 7 | 23 | 4 | 260.2 | 162.4 | 992 | 6.1084
2012 | 7 | 23 | 5 | 271 | 173.3 | 1038 | 5.9896
2012 | 7 | 23 | 6 | 272.5 | 174.7 | 1042 | 5.9645
2012 | 7 | 23 | 7 | 271.4 | 173.7 | 1036 | 5.9643
2012 | 7 | 23 | 8 | 277.8 | 183.2 | 1065 | 5.8133
2012 | 7 | 23 | 9 | 259.6 | 164.9 | 1001 | 6.0703
2012 | 7 | 23 | 10 | 256 | 160.8 | 959 | 5.9639
2012 | 7 | 23 | 11 | 244.2 | 148.9 | 925 | 6.2122
2012 | 7 | 23 | 12 | 249.8 | 154.5 | 951 | 6.1553
2012 | 7 | 23 | 13 | 262.8 | 167.4 | 1012 | 6.0454
2012 | 7 | 23 | 14 | 258.4 | 163 | 993 | 6.092
2012 | 7 | 23 | 15 | 259.1 | 163.8 | 997 | 6.0867
2012 | 7 | 23 | 16 | 259.5 | 164.2 | 997 | 6.0719
2012 | 7 | 23 | 17 | 259.4 | 164 | 995 | 6.0671
2012 | 7 | 23 | 18 | 256.2 | 160.8 | 983 | 6.1132
2012 | 7 | 23 | 19 | 264.4 | 169.8 | 1025 | 6.0365
2012 | 7 | 23 | 20 | 251.9 | 153.7 | 943 | 6.1353
2012 | 7 | 23 | 21 | 244.1 | 145.9 | 908 | 6.2234
2012 | 7 | 23 | 22 | 242.1 | 144.1 | 899 | 6.2387
2012 | 7 | 23 | 23 | 243 | 145.4 | 908 | 6.2448
2012 | 7 | 23 | 24 | 258 | 159.6 | 977 | 6.1216
2012 | 7 | 24 | 1 | 256.9 | 158.6 | 971 | 6.1223
2012 | 7 | 24 | 2 | 259.5 | 161.2 | 995 | 6.1725
2012 | 7 | 24 | 3 | 270.2 | 175.4 | 1045 | 5.9578
2012 | 7 | 24 | 4 | 260.6 | 174.7 | 1046 | 5.9874
2012 | 7 | 24 | 5 | 265.1 | 179.1 | 1063 | 5.9352
2012 | 7 | 24 | 6 | 260.1 | 180.3 | 1067 | 5.9179
2012 | 7 | 24 | 7 | 254.6 | 174.9 | 1050 | 6.0034
2012 | 7 | 24 | 8 | 251.6 | 171.2 | 1035 | 6.0456
2012 | 7 | 24 | 9 | 246.2 | 165.6 | 990 | 5.9783
2012 | 7 | 24 | 10 | 240.3 | 156.3 | 974 | 6.2316
2012 | 7 | 24 | 11 | 245.1 | 159.2 | 988 | 6.206
2012 | 7 | 24 | 12 | 261.1 | 175.4 | 1064 | 6.0661
2012 | 7 | 24 | 13 | 251 | 165.2 | 1014 | 6.138
2012 | 7 | 24 | 14 | 246.3 | 160.5 | 992 | 6.1807
2012 | 7 | 24 | 15 | 253.6 | 167.9 | 1029 | 6.1286
2012 | 7 | 24 | 16 | 254 | 170.2 | 1039 | 6.1046
2012 | 7 | 24 | 17 | 249.8 | 168.9 | 1032 | 6.1101
2012 | 7 | 24 | 18 | 258.2 | 177.6 | 1070 | 6.0248
2012 | 7 | 24 | 19 | 254.6 | 174.8 | 1059 | 6.0584
2012 | 7 | 24 | 20 | 257 | 173.3 | 1046 | 6.0358
2012 | 7 | 24 | 21 | 253.4 | 170.1 | 1035 | 6.0847
2012 | 7 | 24 | 22 | 261 | 163.4 | 996 | 6.0955
2012 | 7 | 24 | 23 | 253.7 | 156.4 | 962 | 6.1509
2012 | 7 | 24 | 24 | 251.2 | 154.8 | 957 | 6.1822
2012 | 7 | 25 | 1 | 271.4 | 174.8 | 1049 | 6.0011
2012 | 7 | 25 | 2 | 260 | 163.2 | 993 | 6.0846
2012 | 7 | 25 | 3 | 252.9 | 156.5 | 963 | 6.1534
2012 | 7 | 25 | 4 | 271.7 | 175 | 1051 | 6.0057
2012 | 7 | 25 | 5 | 289.7 | 193.2 | 1102 | 5.7039
2012 | 7 | 25 | 6 | 291.5 | 195.3 | 1097 | 5.617
2012 | 7 | 25 | 7 | 278.1 | 181.7 | 1054 | 5.8008
2012 | 7 | 25 | 8 | 258.9 | 163.8 | 979 | 5.9768
2012 | 7 | 25 | 9 | 220.5 | 124.1 | 784 | 6.3175
2012 | 7 | 25 | 10 | 229.8 | 133.5 | 848 | 6.3521
2012 | 7 | 25 | 11 | 235.1 | 138.9 | 880 | 6.3355
2012 | 7 | 25 | 12 | 243.9 | 147.6 | 926 | 6.2737
2012 | 7 | 25 | 13 | 246.8 | 150.4 | 941 | 6.2566
2012 | 7 | 25 | 14 | 248.1 | 151.7 | 948 | 6.2492
2012 | 7 | 25 | 15 | 254.3 | 158.1 | 974 | 6.1607
2012 | 7 | 25 | 16 | 247.6 | 151.8 | 938 | 6.1792
2012 | 7 | 25 | 17 | 233.1 | 146.6 | 917 | 6.2551
2012 | 7 | 25 | 18 | 238.9 | 160.6 | 995 | 6.1955
2012 | 7 | 25 | 19 | 225.4 | 150 | 944 | 6.2933
2012 | 7 | 25 | 20 | 223.4 | 146.5 | 930 | 6.3481
2012 | 7 | 25 | 21 | 233 | 154.4 | 968 | 6.2694
2012 | 7 | 25 | 22 | 233.9 | 155.3 | 972 | 6.2589
2012 | 7 | 25 | 23 | 228.6 | 150.1 | 942 | 6.2758
2012 | 7 | 25 | 24 | 234.4 | 155.8 | 975 | 6.258
2012 | 7 | 26 | 1 | 231.7 | 153.2 | 959 | 6.2598
2012 | 7 | 26 | 2 | 225.6 | 147 | 927 | 6.3061
2012 | 7 | 26 | 3 | 223.2 | 144.9 | 919 | 6.3423
2012 | 7 | 26 | 4 | 229.5 | 151.4 | 956 | 6.3144
2012 | 7 | 26 | 5 | 232.9 | 154.3 | 969 | 6.28
2012 | 7 | 26 | 6 | 239.5 | 160.9 | 1001 | 6.2213
2012 | 7 | 26 | 7 | 236.8 | 158 | 985 | 6.2342
2012 | 7 | 26 | 8 | 243.5 | 168.4 | 1033 | 6.1342
2012 | 7 | 26 | 9 | 229.3 | 154.1 | 967 | 6.2751
2012 | 7 | 26 | 10 | 228.6 | 153.2 | 965 | 6.299
2012 | 7 | 26 | 11 | 229.7 | 154.2 | 971 | 6.297
2012 | 7 | 26 | 12 | 227.1 | 151.6 | 945 | 6.2335
2012 | 7 | 26 | 13 | 232.9 | 157.5 | 989 | 6.2794
2012 | 7 | 26 | 14 | 240.6 | 165.2 | 1023 | 6.1925
2012 | 7 | 26 | 15 | 234 | 158.6 | 987 | 6.2232
2012 | 7 | 26 | 16 | 242.2 | 166.8 | 1029 | 6.1691
2012 | 7 | 26 | 17 | 241.6 | 166.2 | 1026 | 6.1733
2012 | 7 | 26 | 18 | 261.9 | 189.5 | 1113 | 5.8734
2012 | 7 | 26 | 19 | 236.5 | 186.7 | 1106 | 5.9239
2012 | 7 | 26 | 20 | 191.4 | 142.7 | 915 | 6.4121
2012 | 7 | 26 | 21 | 179 | 149.1 | 969 | 6.499
2012 | 7 | 26 | 22 | 186.3 | 155.9 | 1012 | 6.4913
2012 | 7 | 26 | 23 | 210.6 | 180.2 | 1129 | 6.2653
2012 | 7 | 26 | 24 | 230.9 | 200.5 | 1197 | 5.9701
2012 | 7 | 27 | 1 | 238.3 | 193.8 | 1159 | 5.9804
2012 | 7 | 27 | 2 | 239.5 | 187 | 1130 | 6.0428
2012 | 7 | 27 | 3 | 224.7 | 158.1 | 992 | 6.2745
2012 | 7 | 27 | 4 | 209.7 | 137.4 | 880 | 6.4047
2012 | 7 | 27 | 5 | 221.9 | 144.3 | 922 | 6.3895
2012 | 7 | 27 | 6 | 225.8 | 148 | 937 | 6.3311
2012 | 7 | 27 | 7 | 226.9 | 156.3 | 985 | 6.302
2012 | 7 | 27 | 8 | 223.8 | 153.2 | 966 | 6.3055
2012 | 7 | 27 | 9 | 215 | 144.6 | 922 | 6.3762
2012 | 7 | 27 | 10 | 212.1 | 141.8 | 907 | 6.3963
2012 | 7 | 27 | 11 | 222.3 | 152 | 963 | 6.3355
2012 | 7 | 27 | 12 | 224.1 | 153.9 | 973 | 6.3223
2012 | 7 | 27 | 13 | 239 | 168.8 | 1047 | 6.2026
2012 | 7 | 27 | 14 | 238.4 | 168.2 | 1040 | 6.1831
2012 | 7 | 27 | 15 | 236.5 | 166.3 | 1030 | 6.1936
2012 | 7 | 27 | 16 | 226.6 | 156.4 | 981 | 6.2724
2012 | 7 | 27 | 17 | 216.2 | 146 | 925 | 6.3356
2012 | 7 | 27 | 18 | 221 | 150.7 | 957 | 6.3504
2012 | 7 | 27 | 19 | 218 | 148.6 | 944 | 6.3526
2012 | 7 | 27 | 20 | 219.3 | 146.4 | 933 | 6.373
2012 | 7 | 27 | 21 | 219.3 | 146.2 | 932 | 6.3748
2012 | 7 | 27 | 22 | 218.5 | 145.4 | 926 | 6.3686
2012 | 7 | 27 | 23 | 222.7 | 149.6 | 947 | 6.3302
2012 | 7 | 27 | 24 | 216.9 | 143.8 | 918 | 6.3839
2012 | 7 | 28 | 1 | 218.5 | 145.4 | 928 | 6.3824
2012 | 7 | 28 | 2 | 214.8 | 141.6 | 887 | 6.2641
2012 | 7 | 28 | 3 | 219.5 | 146.4 | 935 | 6.3866
2012 | 7 | 28 | 4 | 213.9 | 140.8 | 900 | 6.392
2012 | 7 | 28 | 5 | 202.8 | 129.7 | 837 | 6.4534
2012 | 7 | 28 | 6 | 206.9 | 133.8 | 864 | 6.4574
2012 | 7 | 28 | 7 | 214.2 | 141 | 907 | 6.4326
2012 | 7 | 28 | 8 | 215 | 142 | 908 | 6.3944
2012 | 7 | 28 | 9 | 219.4 | 146.4 | 933 | 6.373
2012 | 7 | 28 | 10 | 213.5 | 140.4 | 900 | 6.4103
2012 | 7 | 28 | 11 | 229.8 | 156.8 | 985 | 6.2819
2012 | 7 | 28 | 12 | 218.7 | 145.8 | 925 | 6.3443
2012 | 7 | 28 | 13 | 227.7 | 154.7 | 972 | 6.2831
2012 | 7 | 28 | 14 | 227.1 | 154.1 | 970 | 6.2946
2012 | 7 | 28 | 15 | 227.6 | 154.6 | 973 | 6.2937
2012 | 7 | 28 | 16 | 229.3 | 156.3 | 979 | 6.2636
2012 | 7 | 28 | 17 | 227.3 | 154.3 | 968 | 6.2735
2012 | 7 | 28 | 18 | 213.5 | 140.5 | 891 | 6.3416
2012 | 7 | 28 | 19 | 203.8 | 130.8 | 839 | 6.4144
2012 | 7 | 28 | 20 | 213.3 | 140.2 | 899 | 6.4123
2012 | 7 | 28 | 21 | 212.2 | 139.1 | 890 | 6.3983
2012 | 7 | 28 | 22 | 202.8 | 139 | 896 | 6.446
2012 | 7 | 28 | 23 | 197.8 | 135.6 | 878 | 6.4749
2012 | 7 | 28 | 24 | 193.2 | 131 | 852 | 6.5038
2012 | 7 | 29 | 1 | 205.8 | 143.7 | 929 | 6.4649
2012 | 7 | 29 | 2 | 217.2 | 155 | 989 | 6.3806
2012 | 7 | 29 | 3 | 207.6 | 145.4 | 932 | 6.4099
2012 | 7 | 29 | 4 | 200 | 137.8 | 892 | 6.4731
2012 | 7 | 29 | 5 | 196.3 | 134.1 | 847 | 6.3162
2012 | 7 | 29 | 6 | 193.1 | 130.9 | 852 | 6.5088
2012 | 7 | 29 | 7 | 196.3 | 134.2 | 873 | 6.5052
2012 | 7 | 29 | 8 | 203.2 | 141.2 | 912 | 6.4589
2012 | 7 | 29 | 9 | 194.4 | 145.3 | 941 | 6.4763
2012 | 7 | 29 | 10 | 194.1 | 154.8 | 997 | 6.4406
2012 | 7 | 29 | 11 | 192.4 | 153.2 | 991 | 6.4687
2012 | 7 | 29 | 12 | 196.1 | 156.9 | 1011 | 6.4436
2012 | 7 | 29 | 13 | 190.9 | 151.7 | 960 | 6.3283
2012 | 7 | 29 | 14 | 189.6 | 146.3 | 918 | 6.2748
2012 | 7 | 29 | 15 | 186.1 | 128.2 | 811 | 6.3261
2012 | 7 | 29 | 16 | 192 | 127.6 | 804 | 6.3009
2012 | 7 | 29 | 17 | 196.4 | 129.1 | 807 | 6.251
2012 | 7 | 29 | 18 | 197.9 | 130.5 | 835 | 6.3985
2012 | 7 | 29 | 19 | 211.1 | 142.9 | 892 | 6.2421
2012 | 7 | 29 | 20 | 206.3 | 134.4 | 851 | 6.3318
2012 | 7 | 29 | 21 | 204.4 | 125.6 | 805 | 6.4092
2012 | 7 | 29 | 22 | 210.9 | 118 | 761 | 6.4492
2012 | 7 | 29 | 23 | 212.7 | 119.8 | 768 | 6.4107
2012 | 7 | 29 | 24 | 215 | 122.1 | 784 | 6.421
2012 | 7 | 30 | 1 | 218.2 | 125.3 | 800 | 6.3847
2012 | 7 | 30 | 2 | 212.1 | 119.1 | 765 | 6.4232
2012 | 7 | 30 | 3 | 210.3 | 117.3 | 757 | 6.4535
2012 | 7 | 30 | 4 | 215.3 | 122.4 | 786 | 6.4216
2012 | 7 | 30 | 5 | 216 | 123.1 | 787 | 6.3932
2012 | 7 | 30 | 6 | 218.7 | 125.8 | 800 | 6.3593
2012 | 7 | 30 | 7 | 222.6 | 129.5 | 819 | 6.3243
2012 | 7 | 30 | 8 | 210.4 | 119.5 | 768 | 6.4268
2012 | 7 | 30 | 9 | 210.7 | 120.7 | 776 | 6.4292
2012 | 7 | 30 | 10 | 216.1 | 139.8 | 896 | 6.4092
2012 | 7 | 30 | 11 | 216.1 | 154.4 | 982 | 6.3601
2012 | 7 | 30 | 12 | 202.8 | 152.3 | 975 | 6.4018
2012 | 7 | 30 | 13 | 197 | 146.4 | 946 | 6.4617
2012 | 7 | 30 | 14 | 189 | 138.4 | 903 | 6.5246
2012 | 7 | 30 | 15 | 199.7 | 149.2 | 965 | 6.4678
2012 | 7 | 30 | 16 | 213.7 | 154.1 | 990 | 6.4244
2012 | 7 | 30 | 17 | 211.3 | 145.5 | 934 | 6.4192
2012 | 7 | 30 | 18 | 213.7 | 147.9 | 946 | 6.3962
2012 | 7 | 30 | 19 | 215.7 | 149.8 | 955 | 6.3752
2012 | 7 | 30 | 20 | 214.8 | 150.2 | 958 | 6.3782
2012 | 7 | 30 | 21 | 203.5 | 141.4 | 910 | 6.4356
2012 | 7 | 30 | 22 | 199.7 | 135.1 | 876 | 6.4841
2012 | 7 | 30 | 23 | 202.7 | 137.5 | 891 | 6.48
2012 | 7 | 30 | 24 | 216.6 | 151.5 | 969 | 6.396
2012 | 7 | 31 | 1 | 217.7 | 152.6 | 974 | 6.3827
2012 | 7 | 31 | 2 | 220.2 | 155.2 | 983 | 6.3338
2012 | 7 | 31 | 3 | 195.6 | 130.5 | 846 | 6.4828
2012 | 7 | 31 | 4 | 197.2 | 132.1 | 858 | 6.4951
2012 | 7 | 31 | 5 | 202.5 | 137.4 | 888 | 6.4629
2012 | 7 | 31 | 6 | 196.5 | 131.4 | 854 | 6.4992
2012 | 7 | 31 | 7 | 198.1 | 138.4 | 899 | 6.4957
2012 | 7 | 31 | 8 | 199.5 | 144.2 | 934 | 6.4771
2012 | 7 | 31 | 9 | 200.9 | 145.5 | 942 | 6.4742
2012 | 7 | 31 | 10 | 190.1 | 155.7 | 1008 | 6.474
2012 | 7 | 31 | 11 | 191.8 | 167.5 | 1074 | 6.4119
2012 | 7 | 31 | 12 | 193.4 | 169.1 | 1086 | 6.4222
2012 | 7 | 31 | 13 | 198.9 | 174.5 | 1108 | 6.3496
2012 | 7 | 31 | 14 | 202.4 | 178 | 1125 | 6.3202
2012 | 7 | 31 | 15 | 195.4 | 171 | 1089 | 6.3684
2012 | 7 | 31 | 16 | 181.3 | 157 | 1023 | 6.5159
2012 | 7 | 31 | 17 | 181.9 | 157.6 | 1027 | 6.5165
2012 | 7 | 31 | 18 | 193.5 | 169.2 | 1088 | 6.4303
2012 | 7 | 31 | 19 | 210.2 | 178.7 | 1126 | 6.3011
2012 | 7 | 31 | 20 | 212.6 | 165.4 | 1050 | 6.3482
2012 | 7 | 31 | 21 | 208.7 | 161.5 | 1029 | 6.3715
2012 | 7 | 31 | 22 | 197.8 | 150.6 | 973 | 6.4608
2012 | 7 | 31 | 23 | 198.2 | 149.8 | 968 | 6.4619
2012 | 7 | 31 | 24 | 202.5 | 144.2 | 934 | 6.4771
2012 | 8 | 1 | 1 | 209.9 | 151.6 | 975 | 6.4314
2012 | 8 | 1 | 2 | 219.5 | 161.2 | 1022 | 6.34
2012 | 8 | 1 | 3 | 221.1 | 162.8 | 1030 | 6.3268
2012 | 8 | 1 | 4 | 215.8 | 172.3 | 1082 | 6.2797
2012 | 8 | 1 | 5 | 219.9 | 184.1 | 1133 | 6.1543
2012 | 8 | 1 | 6 | 207.3 | 178 | 1116 | 6.2697
2012 | 8 | 1 | 7 | 206.4 | 177 | 1110 | 6.2712
2012 | 8 | 1 | 8 | 211.8 | 182.1 | 1132 | 6.2164
2012 | 8 | 1 | 9 | 192.5 | 162.6 | 1044 | 6.4207
2012 | 8 | 1 | 10 | 193.6 | 163.7 | 1055 | 6.4447
2012 | 8 | 1 | 11 | 198.5 | 168.4 | 1078 | 6.4014
2012 | 8 | 1 | 12 | 196.8 | 166.7 | 1068 | 6.4067
2012 | 8 | 1 | 13 | 198 | 167.9 | 1074 | 6.3967
2012 | 8 | 1 | 14 | 199.6 | 169.5 | 1079 | 6.3658
2012 | 8 | 1 | 15 | 193.8 | 163.6 | 1051 | 6.4242
2012 | 8 | 1 | 16 | 188.7 | 158.6 | 1024 | 6.4565
2012 | 8 | 1 | 17 | 188.6 | 160.8 | 1040 | 6.4677
2012 | 8 | 1 | 18 | 188.4 | 160.6 | 1039 | 6.4695
2012 | 8 | 1 | 19 | 191.2 | 164.7 | 1060 | 6.4359
2012 | 8 | 1 | 20 | 184.7 | 159.6 | 1035 | 6.485
2012 | 8 | 1 | 21 | 180.3 | 155.2 | 1015 | 6.5399
2012 | 8 | 1 | 22 | 190.1 | 165 | 1063 | 6.4424
2012 | 8 | 1 | 23 | 188.8 | 163.7 | 1059 | 6.4692
2012 | 8 | 1 | 24 | 190.8 | 165.7 | 1070 | 6.4575
2012 | 8 | 2 | 1 | 195.2 | 170.1 | 1086 | 6.3845
2012 | 8 | 2 | 2 | 188.1 | 163 | 1057 | 6.4847
2012 | 8 | 2 | 3 | 187.8 | 162.7 | 1054 | 6.4782
2012 | 8 | 2 | 4 | 199.2 | 168.5 | 1082 | 6.4214
2012 | 8 | 2 | 5 | 204 | 161.8 | 1034 | 6.3906
2012 | 8 | 2 | 6 | 216.5 | 174.2 | 1094 | 6.2801
2012 | 8 | 2 | 7 | 211.4 | 169.1 | 1067 | 6.3099
2012 | 8 | 2 | 8 | 204.7 | 163.8 | 1040 | 6.3492
2012 | 8 | 2 | 9 | 192.6 | 151.7 | 983 | 6.4799
2012 | 8 | 2 | 10 | 191.4 | 150.5 | 971 | 6.4518
2012 | 8 | 2 | 11 | 204.2 | 164.1 | 1049 | 6.3924
2012 | 8 | 2 | 12 | 189.7 | 160.1 | 1031 | 6.4397
2012 | 8 | 2 | 13 | 188 | 162.7 | 1064 | 6.5396
2012 | 8 | 2 | 14 | 193.9 | 169.2 | 1083 | 6.4007
2012 | 8 | 2 | 15 | 170.9 | 146.3 | 960 | 6.5619
2012 | 8 | 2 | 16 | 179.2 | 160 | 1045 | 6.5312
2012 | 8 | 2 | 17 | 175.7 | 156.9 | 1029 | 6.5583
2012 | 8 | 2 | 18 | 177.2 | 158.5 | 1040 | 6.5615
2012 | 8 | 2 | 19 | 189.6 | 170.9 | 1102 | 6.4482
2012 | 8 | 2 | 20 | 180.2 | 161.5 | 1052 | 6.5139
2012 | 8 | 2 | 21 | 179.3 | 160.7 | 1052 | 6.5464
2012 | 8 | 2 | 22 | 189.9 | 171.4 | 1102 | 6.4294
2012 | 8 | 2 | 23 | 181.9 | 163.3 | 1015 | 6.2156
2012 | 8 | 2 | 24 | 174.5 | 155.8 | 1023 | 6.5661
2012 | 8 | 3 | 1 | 189.8 | 171.1 | 1102 | 6.4407
2012 | 8 | 3 | 2 | 190.7 | 171.9 | 1103 | 6.4165
2012 | 8 | 3 | 3 | 181.2 | 162.4 | 1053 | 6.484
2012 | 8 | 3 | 4 | 183.4 | 164.6 | 1065 | 6.4702
2012 | 8 | 3 | 5 | 180.7 | 162 | 1047 | 6.463
2012 | 8 | 3 | 6 | 198.2 | 179.6 | 1132 | 6.3029
2012 | 8 | 3 | 7 | 173.7 | 155 | 1008 | 6.5032
2012 | 8 | 3 | 8 | 165.1 | 146.5 | 965 | 6.587
2012 | 8 | 3 | 9 | 171.4 | 152.8 | 1003 | 6.5641
2012 | 8 | 3 | 10 | 175.8 | 152.9 | 998 | 6.5271
2012 | 8 | 3 | 11 | 171.3 | 147.9 | 967 | 6.5382
2012 | 8 | 3 | 12 | 163.2 | 139.8 | 927 | 6.6309
2012 | 8 | 3 | 13 | 177.3 | 153.8 | 1008 | 6.554
2012 | 8 | 3 | 14 | 166.5 | 143.3 | 947 | 6.6085
2012 | 8 | 3 | 15 | 181 | 157.8 | 1028 | 6.5146
2012 | 8 | 3 | 16 | 180.2 | 161.7 | 1052 | 6.5059
2012 | 8 | 3 | 17 | 175.5 | 159.3 | 1040 | 6.5286
2012 | 8 | 3 | 18 | 183.6 | 167.5 | 1084 | 6.4716
2012 | 8 | 3 | 19 | 176.9 | 159.1 | 1042 | 6.5493
2012 | 8 | 3 | 20 | 178.2 | 160.3 | 1046 | 6.5253
2012 | 8 | 3 | 21 | 176.1 | 158.8 | 1042 | 6.5617
2012 | 8 | 3 | 22 | 178 | 161 | 1044 | 6.4845
2012 | 8 | 3 | 23 | 190.2 | 173.3 | 1116 | 6.4397
2012 | 8 | 3 | 24 | 183.6 | 166.7 | 1081 | 6.4847
2012 | 8 | 4 | 1 | 173.5 | 156.5 | 1031 | 6.5879
2012 | 8 | 4 | 2 | 171.7 | 160.2 | 1054 | 6.5793
2012 | 8 | 4 | 3 | 178.3 | 166.9 | 1092 | 6.5428
2012 | 8 | 4 | 4 | 178.4 | 167 | 1088 | 6.515
2012 | 8 | 4 | 5 | 175.9 | 164.5 | 1078 | 6.5532
2012 | 8 | 4 | 6 | 169.7 | 158.3 | 1050 | 6.633
2012 | 8 | 4 | 7 | 166.9 | 155.5 | 1031 | 6.6302
2012 | 8 | 4 | 8 | 173.3 | 157.4 | 1039 | 6.601
2012 | 8 | 4 | 9 | 173.8 | 158.6 | 1042 | 6.57
2012 | 8 | 4 | 10 | 181.7 | 160.3 | 1049 | 6.544
2012 | 8 | 4 | 11 | 187.5 | 165.7 | 1075 | 6.4876
2012 | 8 | 4 | 12 | 185 | 163.3 | 1059 | 6.485
2012 | 8 | 4 | 13 | 179 | 156.3 | 1023 | 6.5451
2012 | 8 | 4 | 14 | 190.5 | 167.9 | 1085 | 6.4622
2012 | 8 | 4 | 15 | 185.3 | 162.7 | 1057 | 6.4966
2012 | 8 | 4 | 16 | 187.2 | 169.7 | 1098 | 6.4702
2012 | 8 | 4 | 17 | 192.1 | 174.9 | 1121 | 6.4094
2012 | 8 | 4 | 18 | 195.8 | 178.7 | 1135 | 6.3514
2012 | 8 | 4 | 19 | 192.9 | 175.8 | 1122 | 6.3823
2012 | 8 | 4 | 20 | 198 | 180.9 | 1145 | 6.3295
2012 | 8 | 4 | 21 | 197.5 | 180.5 | 1140 | 6.3158
2012 | 8 | 4 | 22 | 193.9 | 176.9 | 1127 | 6.3708
2012 | 8 | 4 | 23 | 197.4 | 180.3 | 1146 | 6.3561
2012 | 8 | 4 | 24 | 198.9 | 182.2 | 1151 | 6.3172
2012 | 8 | 5 | 1 | 197.3 | 180.9 | 1146 | 6.335
2012 | 8 | 5 | 2 | 194.9 | 183.7 | 1162 | 6.3255
2012 | 8 | 5 | 3 | 202.2 | 191 | 1185 | 6.2042
2012 | 8 | 5 | 4 | 195.8 | 184.5 | 1163 | 6.3035
2012 | 8 | 5 | 5 | 197.7 | 186.5 | 1167 | 6.2574
2012 | 8 | 5 | 6 | 189.8 | 178.6 | 1141 | 6.3886
2012 | 8 | 5 | 7 | 185.7 | 174.4 | 1125 | 6.4507
2012 | 8 | 5 | 8 | 195.5 | 179 | 1137 | 6.352
2012 | 8 | 5 | 9 | 198.5 | 181.9 | 1147 | 6.3057
2012 | 8 | 5 | 10 | 198.1 | 175.6 | 1113 | 6.3383
2012 | 8 | 5 | 11 | 187.8 | 165.5 | 1057 | 6.3867
2012 | 8 | 5 | 12 | 190.4 | 168.2 | 1066 | 6.3377
2012 | 8 | 5 | 13 | 165.9 | 143.6 | 936 | 6.5181
2012 | 8 | 5 | 14 | 193.4 | 171.1 | 1084 | 6.3355
2012 | 8 | 5 | 15 | 173 | 150.8 | 976 | 6.4721
2012 | 8 | 5 | 16 | 172.3 | 156.9 | 1018 | 6.4882
2012 | 8 | 5 | 17 | 176.3 | 160.2 | 1040 | 6.4919
2012 | 8 | 5 | 18 | 179.6 | 161.1 | 1044 | 6.4804
2012 | 8 | 5 | 19 | 175.1 | 157.1 | 1023 | 6.5118
2012 | 8 | 5 | 20 | 175.5 | 159.4 | 1041 | 6.5307
2012 | 8 | 5 | 21 | 174.7 | 158.6 | 1038 | 6.5448
2012 | 8 | 5 | 22 | 170.9 | 154.8 | 1019 | 6.5827
2012 | 8 | 5 | 23 | 168.2 | 152.1 | 1006 | 6.6141
2012 | 8 | 5 | 24 | 165.2 | 149.1 | 988 | 6.6264
2012 | 8 | 6 | 1 | 171.5 | 153 | 1014 | 6.6275
2012 | 8 | 6 | 2 | 174 | 162 | 1064 | 6.5679
2012 | 8 | 6 | 3 | 173.9 | 162.6 | 1069 | 6.5744
2012 | 8 | 6 | 4 | 166.2 | 154.9 | 1026 | 6.6236
2012 | 8 | 6 | 5 | 162.6 | 151.2 | 1003 | 6.6336
2012 | 8 | 6 | 6 | 158.2 | 146.8 | 980 | 6.6757
2012 | 8 | 6 | 7 | 168.5 | 157.1 | 1040 | 6.62
2012 | 8 | 6 | 8 | 171.5 | 154 | 1012 | 6.5714
2012 | 8 | 6 | 9 | 169.6 | 152.1 | 1004 | 6.6009
2012 | 8 | 6 | 10 | 178 | 154.6 | 1014 | 6.5589
2012 | 8 | 6 | 11 | 180.7 | 157 | 1025 | 6.5287
2012 | 8 | 6 | 12 | 180.7 | 156.9 | 1022 | 6.5137
2012 | 8 | 6 | 13 | 186.6 | 163.2 | 1057 | 6.4767
2012 | 8 | 6 | 14 | 195.8 | 172.3 | 1101 | 6.39
2012 | 8 | 6 | 15 | 183.2 | 159.7 | 1034 | 6.4746
2012 | 8 | 6 | 16 | 180.4 | 165.9 | 1078 | 6.4979
2012 | 8 | 6 | 17 | 185.1 | 169 | 1091 | 6.4556
2012 | 8 | 6 | 18 | 188.1 | 171.5 | 1105 | 6.4431
2012 | 8 | 6 | 19 | 185.3 | 168.7 | 1091 | 6.4671
2012 | 8 | 6 | 20 | 186.3 | 169.7 | 1097 | 6.4643
2012 | 8 | 6 | 21 | 191.7 | 175.1 | 1121 | 6.4021
2012 | 8 | 6 | 22 | 189.1 | 172.5 | 1108 | 6.4232
2012 | 8 | 6 | 23 | 189 | 172.4 | 1108 | 6.4269
2012 | 8 | 6 | 24 | 189.7 | 173.1 | 1113 | 6.4298
2012 | 8 | 7 | 1 | 195 | 178.3 | 1135 | 6.3657
2012 | 8 | 7 | 2 | 185.9 | 174.4 | 1123 | 6.4392
2012 | 8 | 7 | 3 | 188.8 | 177.3 | 1137 | 6.4129
2012 | 8 | 7 | 4 | 180.6 | 169.2 | 1093 | 6.4598
2012 | 8 | 7 | 5 | 164.3 | 152.8 | 1008 | 6.5969
2012 | 8 | 7 | 6 | 148.1 | 136.5 | 914 | 6.696
2012 | 8 | 7 | 7 | 138 | 126.5 | 856 | 6.7668
2012 | 8 | 7 | 8 | 157.9 | 140.8 | 942 | 6.6903
2012 | 8 | 7 | 9 | 167 | 149.9 | 991 | 6.6111
2012 | 8 | 7 | 10 | 184.8 | 162.7 | 1056 | 6.4905
2012 | 8 | 7 | 11 | 190 | 167 | 1071 | 6.4132
2012 | 8 | 7 | 12 | 188.7 | 165.7 | 1065 | 6.4273
2012 | 8 | 7 | 13 | 172.5 | 149.3 | 980 | 6.564
2012 | 8 | 7 | 14 | 175.1 | 151.8 | 994 | 6.5481
2012 | 8 | 7 | 15 | 173 | 149.8 | 985 | 6.5754
2012 | 8 | 7 | 16 | 179.6 | 161.8 | 1056 | 6.5266
2012 | 8 | 7 | 17 | 188.1 | 170.8 | 1102 | 6.452
2012 | 8 | 7 | 18 | 185.3 | 168 | 1084 | 6.4524
2012 | 8 | 7 | 19 | 180.9 | 163.6 | 1064 | 6.5037
2012 | 8 | 7 | 20 | 185.5 | 168.3 | 1090 | 6.4765
2012 | 8 | 7 | 21 | 190.3 | 173.1 | 1113 | 6.4298
2012 | 8 | 7 | 22 | 189 | 171.8 | 1107 | 6.4435
2012 | 8 | 7 | 23 | 191.5 | 174.5 | 1119 | 6.4126
2012 | 8 | 7 | 24 | 200.6 | 183.6 | 1156 | 6.2963
2012 | 8 | 8 | 1 | 202.4 | 185.6 | 1162 | 6.2608
2012 | 8 | 8 | 2 | 199 | 186.9 | 1167 | 6.244
2012 | 8 | 8 | 3 | 196.1 | 184.1 | 1160 | 6.3009
2012 | 8 | 8 | 4 | 192.7 | 181.4 | 1152 | 6.3506
2012 | 8 | 8 | 5 | 196.4 | 185.4 | 1165 | 6.2837
2012 | 8 | 8 | 6 | 200.9 | 189.8 | 1177 | 6.2013
2012 | 8 | 8 | 7 | 186.1 | 174.9 | 1121 | 6.4094
2012 | 8 | 8 | 8 | 178 | 161.7 | 1045 | 6.4626
2012 | 8 | 8 | 9 | 171.7 | 155 | 1019 | 6.5742
2012 | 8 | 8 | 10 | 178.8 | 156.8 | 1022 | 6.5179
2012 | 8 | 8 | 11 | 163.7 | 141.6 | 936 | 6.6102
2012 | 8 | 8 | 12 | 167.6 | 145.5 | 960 | 6.5979
2012 | 8 | 8 | 13 | 168.1 | 145.8 | 967 | 6.6324
2012 | 8 | 8 | 14 | 187.6 | 165.3 | 1070 | 6.4731
2012 | 8 | 8 | 15 | 195.5 | 173.3 | 1104 | 6.3705
2012 | 8 | 8 | 16 | 186.9 | 169.8 | 1088 | 6.4075
2012 | 8 | 8 | 17 | 176.2 | 159.6 | 1038 | 6.5038
2012 | 8 | 8 | 18 | 172.8 | 156.2 | 1020 | 6.5301
2012 | 8 | 8 | 19 | 178.7 | 162.1 | 1051 | 6.4837
2012 | 8 | 8 | 20 | 158.2 | 141.5 | 940 | 6.6431
2012 | 8 | 8 | 21 | 168.7 | 152 | 1004 | 6.6053
2012 | 8 | 8 | 22 | 158.1 | 141.4 | 936 | 6.6195
2012 | 8 | 8 | 23 | 164.7 | 147.9 | 974 | 6.5855
2012 | 8 | 8 | 24 | 153.5 | 136.8 | 911 | 6.6594
2012 | 8 | 9 | 1 | 153.7 | 136.8 | 916 | 6.6959
2012 | 8 | 9 | 2 | 139.2 | 122.3 | 822 | 6.7212
2012 | 8 | 9 | 3 | 142.3 | 129.4 | 875 | 6.762
2012 | 8 | 9 | 4 | 133.2 | 122.2 | 826 | 6.7594
2012 | 8 | 9 | 5 | 128.8 | 118.1 | 804 | 6.8078
2012 | 8 | 9 | 6 | 137.9 | 127.2 | 868 | 6.8239
2012 | 8 | 9 | 7 | 123.1 | 112.4 | 768 | 6.8327
2012 | 8 | 9 | 8 | 139 | 123.8 | 840 | 6.7851
2012 | 8 | 9 | 9 | 141.5 | 125.1 | 845 | 6.7546
2012 | 8 | 9 | 10 | 162.4 | 139.7 | 934 | 6.6858
2012 | 8 | 9 | 11 | 172.8 | 149.9 | 993 | 6.6244
2012 | 8 | 9 | 12 | 172.6 | 151.4 | 999 | 6.5984
2012 | 8 | 9 | 13 | 167 | 145.8 | 969 | 6.6461
2012 | 8 | 9 | 14 | 181.4 | 160.2 | 1045 | 6.5231
2012 | 8 | 9 | 15 | 176.1 | 154.9 | 1018 | 6.572
2012 | 8 | 9 | 16 | 189.3 | 173.5 | 1114 | 6.4207
2012 | 8 | 9 | 17 | 183.6 | 167.4 | 1081 | 6.4576
2012 | 8 | 9 | 18 | 177.8 | 161.7 | 1056 | 6.5306
2012 | 8 | 9 | 19 | 191.5 | 156 | 1015 | 6.5064
2012 | 8 | 9 | 20 | 194.8 | 151.7 | 984 | 6.4865
2012 | 8 | 9 | 21 | 194.6 | 151.8 | 986 | 6.4954
2012 | 8 | 9 | 22 | 195.9 | 155.6 | 1005 | 6.4589
2012 | 8 | 9 | 23 | 205.4 | 165.2 | 1052 | 6.368
2012 | 8 | 9 | 24 | 201.8 | 161.6 | 1035 | 6.4047
2012 | 8 | 10 | 1 | 202.3 | 162.1 | 1038 | 6.4035
2012 | 8 | 10 | 2 | 203.2 | 163.2 | 1044 | 6.3971
2012 | 8 | 10 | 3 | 186.8 | 166.3 | 1075 | 6.4642
2012 | 8 | 10 | 4 | 187 | 175 | 1121 | 6.4057
2012 | 8 | 10 | 5 | 168.6 | 168.3 | 1099 | 6.53
2012 | 8 | 10 | 6 | 155.8 | 155.5 | 1034 | 6.6495
2012 | 8 | 10 | 7 | 153.9 | 153.6 | 1026 | 6.6797
2012 | 8 | 10 | 8 | 170.5 | 170.2 | 1115 | 6.5511
2012 | 8 | 10 | 9 | 176.9 | 176.6 | 1143 | 6.4723
2012 | 8 | 10 | 10 | 175.4 | 175.1 | 1135 | 6.482
2012 | 8 | 10 | 11 | 175.1 | 174.8 | 1131 | 6.4703
2012 | 8 | 10 | 12 | 173.5 | 173.2 | 1125 | 6.4954
2012 | 8 | 10 | 13 | 177.8 | 177.5 | 1147 | 6.462
2012 | 8 | 10 | 14 | 193.2 | 192.8 | 1206 | 6.2552
2012 | 8 | 10 | 15 | 189.7 | 189.4 | 1194 | 6.3041
2012 | 8 | 10 | 16 | 180.7 | 180.3 | 1152 | 6.3894
2012 | 8 | 10 | 17 | 187.2 | 186.9 | 1184 | 6.3349
2012 | 8 | 10 | 18 | 188.1 | 187.8 | 1187 | 6.3206
2012 | 8 | 10 | 19 | 188.1 | 187.8 | 1189 | 6.3312
2012 | 8 | 10 | 20 | 189.5 | 189.2 | 1194 | 6.3108
2012 | 8 | 10 | 21 | 191.9 | 191.5 | 1200 | 6.2663
2012 | 8 | 10 | 22 | 176.9 | 176.5 | 1137 | 6.4419
2012 | 8 | 10 | 23 | 174.6 | 174.3 | 1129 | 6.4773
2012 | 8 | 10 | 24 | 168.1 | 167.7 | 1098 | 6.5474
2012 | 8 | 11 | 1 | 166.7 | 166.3 | 1088 | 6.5424
2012 | 8 | 11 | 2 | 155 | 154.6 | 1041 | 6.7335
2012 | 8 | 11 | 3 | 141.3 | 140.9 | 950 | 6.7424
2012 | 8 | 11 | 4 | 147 | 146.6 | 978 | 6.6712
2012 | 8 | 11 | 5 | 129.7 | 129.3 | 879 | 6.7981
2012 | 8 | 11 | 6 | 146.5 | 146.1 | 988 | 6.7625
2012 | 8 | 11 | 7 | 129.9 | 129.5 | 883 | 6.8185
2012 | 8 | 11 | 8 | 129.2 | 128.9 | 884 | 6.858
2012 | 8 | 11 | 9 | 142.6 | 142.3 | 964 | 6.7744
2012 | 8 | 11 | 10 | 154.1 | 153.8 | 1028 | 6.684
2012 | 8 | 11 | 11 | 159 | 158.7 | 1053 | 6.6352
2012 | 8 | 11 | 12 | 158.8 | 158.5 | 1052 | 6.6372
2012 | 8 | 11 | 13 | 153.8 | 153.5 | 1026 | 6.684
2012 | 8 | 11 | 14 | 153.3 | 153 | 1024 | 6.6928
2012 | 8 | 11 | 15 | 158.8 | 158.5 | 1054 | 6.6498
2012 | 8 | 11 | 16 | 155.8 | 155.5 | 1036 | 6.6624
2012 | 8 | 11 | 17 | 168.5 | 168.2 | 1105 | 6.5696
2012 | 8 | 11 | 18 | 183.3 | 183 | 1168 | 6.3825
2012 | 8 | 11 | 19 | 185.7 | 185.3 | 1174 | 6.3357
2012 | 8 | 11 | 20 | 191.4 | 191 | 1196 | 6.2618
2012 | 8 | 11 | 21 | 199 | 198.6 | 1222 | 6.1531
2012 | 8 | 11 | 22 | 197.1 | 196.7 | 1211 | 6.1566
2012 | 8 | 11 | 23 | 184 | 183.6 | 1158 | 6.3072
2012 | 8 | 11 | 24 | 188.9 | 188.5 | 1183 | 6.2759
2012 | 8 | 12 | 1 | 198.4 | 198 | 1213 | 6.1263
2012 | 8 | 12 | 2 | 187.2 | 186.8 | 1178 | 6.3062
2012 | 8 | 12 | 3 | 186.6 | 186.2 | 1176 | 6.3158
2012 | 8 | 12 | 4 | 186.7 | 186.3 | 1178 | 6.3231
2012 | 8 | 12 | 5 | 183.3 | 182.9 | 1163 | 6.3587
2012 | 8 | 12 | 6 | 172.1 | 171.7 | 1113 | 6.4822
2012 | 8 | 12 | 7 | 147.4 | 147 | 984 | 6.6939
2012 | 8 | 12 | 8 | 160.6 | 160.3 | 1060 | 6.6126
2012 | 8 | 12 | 9 | 149.4 | 149.1 | 993 | 6.66
2012 | 8 | 12 | 10 | 156.9 | 156.6 | 1037 | 6.622
2012 | 8 | 12 | 11 | 161.9 | 161.6 | 1067 | 6.6027
2012 | 8 | 12 | 12 | 180.2 | 179.9 | 1156 | 6.4258
2012 | 8 | 12 | 13 | 178.7 | 178.3 | 1145 | 6.4218
2012 | 8 | 12 | 14 | 179 | 178.6 | 1142 | 6.3942
2012 | 8 | 12 | 15 | 174.9 | 174.5 | 1123 | 6.4355
2012 | 8 | 12 | 16 | 178.4 | 178.1 | 1140 | 6.4009
2012 | 8 | 12 | 17 | 178.5 | 178.1 | 1134 | 6.3672
2012 | 8 | 12 | 18 | 177.7 | 177.3 | 1135 | 6.4016
2012 | 8 | 12 | 19 | 173.4 | 173 | 1115 | 6.4451
2012 | 8 | 12 | 20 | 163.6 | 163.2 | 1066 | 6.5319
2012 | 8 | 12 | 21 | 168.4 | 168 | 1094 | 6.5119
2012 | 8 | 12 | 22 | 159.9 | 159.5 | 1044 | 6.5455
2012 | 8 | 12 | 23 | 147 | 146.6 | 979 | 6.678
2012 | 8 | 12 | 24 | 142.2 | 141.8 | 958 | 6.756
2012 | 8 | 13 | 1 | 149.9 | 149.5 | 1000 | 6.689
2012 | 8 | 13 | 2 | 145.3 | 144.9 | 976 | 6.7357
2012 | 8 | 13 | 3 | 156.9 | 156.5 | 1038 | 6.6326
2012 | 8 | 13 | 4 | 155.4 | 155 | 1033 | 6.6645
2012 | 8 | 13 | 5 | 164.8 | 164.4 | 1084 | 6.5937
2012 | 8 | 13 | 6 | 151.9 | 151.5 | 1012 | 6.6799
2012 | 8 | 13 | 7 | 151.2 | 150.8 | 1007 | 6.6777
2012 | 8 | 13 | 8 | 136.8 | 136.5 | 922 | 6.7546
2012 | 8 | 13 | 9 | 150.7 | 150.4 | 1004 | 6.6755
2012 | 8 | 13 | 10 | 158.3 | 158 | 1040 | 6.5823
2012 | 8 | 13 | 11 | 169.2 | 168.9 | 1101 | 6.5187
2012 | 8 | 13 | 12 | 182.7 | 182.4 | 1158 | 6.3487
2012 | 8 | 13 | 13 | 181.4 | 181 | 1150 | 6.3536
2012 | 8 | 13 | 14 | 183.5 | 183.1 | 1159 | 6.3299
2012 | 8 | 13 | 15 | 180 | 179.6 | 1143 | 6.3641
2012 | 8 | 13 | 16 | 162.6 | 162.2 | 1061 | 6.5413
2012 | 8 | 13 | 17 | 160.1 | 159.7 | 1029 | 6.4433
2012 | 8 | 13 | 18 | 151.3 | 150.9 | 987 | 6.5408
2012 | 8 | 13 | 19 | 146.4 | 146.1 | 967 | 6.6188
2012 | 8 | 13 | 20 | 164.3 | 164 | 1067 | 6.5061
2012 | 8 | 13 | 21 | 177.2 | 176.9 | 1120 | 6.3313
2012 | 8 | 13 | 22 | 179.1 | 178.8 | 1133 | 6.3367
2012 | 8 | 13 | 23 | 180.6 | 180.3 | 1136 | 6.3006
2012 | 8 | 13 | 24 | 177.5 | 177.2 | 1120 | 6.3205
2012 | 8 | 14 | 1 | 177.2 | 176.8 | 1117 | 6.3179
2012 | 8 | 14 | 2 | 166.4 | 166 | 1074 | 6.4699
2012 | 8 | 14 | 3 | 148.7 | 148.3 | 984 | 6.6352
2012 | 8 | 14 | 4 | 127.8 | 127.4 | 868 | 6.8132
2012 | 8 | 14 | 5 | 131.4 | 131 | 892 | 6.8092
2012 | 8 | 14 | 6 | 131.4 | 131 | 895 | 6.8321
2012 | 8 | 14 | 7 | 135.8 | 135.4 | 921 | 6.8021
2012 | 8 | 14 | 8 | 137.4 | 137.1 | 929 | 6.7761
2012 | 8 | 14 | 9 | 137.1 | 136.8 | 924 | 6.7544
2012 | 8 | 14 | 10 | 142.9 | 142.6 | 959 | 6.7251
2012 | 8 | 14 | 11 | 159.5 | 159.2 | 1045 | 6.5641
2012 | 8 | 14 | 12 | 177.5 | 177.2 | 1119 | 6.3149
2012 | 8 | 14 | 13 | 176 | 175.6 | 1113 | 6.3383
2012 | 8 | 14 | 14 | 173.1 | 172.7 | 1100 | 6.3694
2012 | 8 | 14 | 15 | 155.7 | 155.4 | 1010 | 6.4994
2012 | 8 | 14 | 16 | 149.4 | 149.1 | 1002 | 6.7203
2012 | 8 | 14 | 17 | 170.4 | 170.1 | 1117 | 6.5667
2012 | 8 | 14 | 18 | 171.6 | 171.3 | 1120 | 6.5382
2012 | 8 | 14 | 19 | 172.1 | 171.8 | 1124 | 6.5425
2012 | 8 | 14 | 20 | 177.2 | 176.9 | 1144 | 6.4669
2012 | 8 | 14 | 21 | 181.6 | 181.3 | 1160 | 6.3982
2012 | 8 | 14 | 22 | 177.4 | 177.1 | 1139 | 6.4314
2012 | 8 | 14 | 23 | 165.5 | 165.1 | 1081 | 6.5475
2012 | 8 | 14 | 24 | 155.4 | 155 | 1032 | 6.6581
2012 | 8 | 15 | 1 | 148.8 | 148.4 | 996 | 6.7116
2012 | 8 | 15 | 2 | 143.6 | 143.2 | 966 | 6.7458
2012 | 8 | 15 | 3 | 154.7 | 154.3 | 1033 | 6.6948
2012 | 8 | 15 | 4 | 158 | 157.6 | 1049 | 6.6561
2012 | 8 | 15 | 5 | 153.3 | 152.9 | 1016 | 6.6449
2012 | 8 | 15 | 6 | 143.9 | 143.6 | 958 | 6.6713
2012 | 8 | 15 | 7 | 132.6 | 132.3 | 891 | 6.7347
2012 | 8 | 15 | 8 | 133.1 | 132.8 | 896 | 6.747
2012 | 8 | 15 | 9 | 138.2 | 137.9 | 925 | 6.7078
2012 | 8 | 15 | 10 | 142.3 | 142 | 948 | 6.6761
2012 | 8 | 15 | 11 | 150.1 | 149.8 | 991 | 6.6155
2012 | 8 | 15 | 12 | 148.8 | 148.5 | 987 | 6.6465
2012 | 8 | 15 | 13 | 139 | 138.7 | 926 | 6.6763
2012 | 8 | 15 | 14 | 156.2 | 155.9 | 1023 | 6.5619
2012 | 8 | 15 | 15 | 155.9 | 155.6 | 1015 | 6.5231
2012 | 8 | 15 | 16 | 158.1 | 157.8 | 1026 | 6.5019
2012 | 8 | 15 | 17 | 137.7 | 137.4 | 911 | 6.6303
2012 | 8 | 15 | 18 | 143.8 | 143.5 | 952 | 6.6341
2012 | 8 | 15 | 19 | 136 | 135.7 | 904 | 6.6618
2012 | 8 | 15 | 20 | 119.1 | 118.7 | 807 | 6.7987
2012 | 8 | 15 | 21 | 128.6 | 128.2 | 872 | 6.8019
2012 | 8 | 15 | 22 | 106.8 | 106.4 | 728 | 6.8421
2012 | 8 | 15 | 23 | 112.7 | 112.3 | 774 | 6.8923
2012 | 8 | 15 | 24 | 145.4 | 145 | 978 | 6.7448
2012 | 8 | 16 | 1 | 154.2 | 153.9 | 1026 | 6.6667
2012 | 8 | 16 | 2 | 150 | 149.7 | 999 | 6.6733
2012 | 8 | 16 | 3 | 125.9 | 125.6 | 854 | 6.7994
2012 | 8 | 16 | 4 | 113.5 | 102.5 | 706 | 6.8878
2012 | 8 | 16 | 5 | 115.2 | 109.7 | 756 | 6.8915
2012 | 8 | 16 | 6 | 135.3 | 135 | 919 | 6.8074
2012 | 8 | 16 | 7 | 142.3 | 142 | 961 | 6.7676
2012 | 8 | 16 | 8 | 136.2 | 135.9 | 922 | 6.7844
2012 | 8 | 16 | 9 | 132 | 131.7 | 893 | 6.7806
2012 | 8 | 16 | 10 | 135.3 | 135 | 911 | 6.7481
2012 | 8 | 16 | 11 | 140.1 | 139.8 | 968 | 6.9242
2012 | 8 | 16 | 12 | 165.8 | 165.5 | 1083 | 6.5438
2012 | 8 | 16 | 13 | 167.2 | 166.8 | 1087 | 6.5168
2012 | 8 | 16 | 14 | 166.7 | 166.4 | 1083 | 6.5084
2012 | 8 | 16 | 15 | 174.8 | 174.5 | 1126 | 6.4527
2012 | 8 | 16 | 16 | 167.8 | 167.5 | 1088 | 6.4955
2012 | 8 | 16 | 17 | 173.1 | 172.8 | 1120 | 6.4815
2012 | 8 | 16 | 18 | 180.3 | 180 | 1150 | 6.3889
2012 | 8 | 16 | 19 | 187.5 | 187.2 | 1175 | 6.2767
2012 | 8 | 16 | 20 | 181.1 | 180.8 | 1150 | 6.3606
2012 | 8 | 16 | 21 | 184.2 | 183.9 | 1166 | 6.3404
2012 | 8 | 16 | 22 | 176.5 | 176.2 | 1123 | 6.3734
2012 | 8 | 16 | 23 | 188.2 | 187.8 | 1162 | 6.1874
2012 | 8 | 16 | 24 | 190.8 | 190.4 | 1181 | 6.2027
2012 | 8 | 17 | 1 | 189.1 | 188.7 | 1176 | 6.2321
2012 | 8 | 17 | 2 | 170.1 | 169.7 | 1093 | 6.4408
2012 | 8 | 17 | 3 | 157.8 | 157.4 | 1036 | 6.582
2012 | 8 | 17 | 4 | 157.6 | 157.2 | 1035 | 6.584
2012 | 8 | 17 | 5 | 159.5 | 159.1 | 1042 | 6.5493
2012 | 8 | 17 | 6 | 133.6 | 133.2 | 892 | 6.6967
2012 | 8 | 17 | 7 | 127.9 | 127.5 | 862 | 6.7608
2012 | 8 | 17 | 8 | 122.2 | 121.9 | 829 | 6.8007
2012 | 8 | 17 | 9 | 130 | 129.7 | 874 | 6.7386
2012 | 8 | 17 | 10 | 139.4 | 139.1 | 932 | 6.7002
2012 | 8 | 17 | 11 | 147.4 | 147.1 | 982 | 6.6757
2012 | 8 | 17 | 12 | 153 | 152.7 | 1015 | 6.647
2012 | 8 | 17 | 13 | 141.6 | 141.2 | 942 | 6.6714
2012 | 8 | 17 | 14 | 145.4 | 145 | 966 | 6.6621
2012 | 8 | 17 | 15 | 157.2 | 156.8 | 1032 | 6.5816
2012 | 8 | 17 | 16 | 165.1 | 164.7 | 1075 | 6.527
2012 | 8 | 17 | 17 | 171.9 | 171.5 | 1109 | 6.4665
2012 | 8 | 17 | 18 | 171.1 | 170.7 | 1101 | 6.4499
2012 | 8 | 17 | 19 | 167.4 | 167 | 1085 | 6.497
2012 | 8 | 17 | 20 | 166.2 | 165.8 | 1078 | 6.5018
2012 | 8 | 17 | 21 | 163.7 | 163.3 | 1067 | 6.534
2012 | 8 | 17 | 22 | 147.3 | 146.9 | 977 | 6.6508
2012 | 8 | 17 | 23 | 170 | 169.6 | 1100 | 6.4858
2012 | 8 | 17 | 24 | 169 | 168.6 | 1094 | 6.4887
2012 | 8 | 18 | 1 | 166.3 | 165.9 | 1080 | 6.5099
2012 | 8 | 18 | 2 | 174.9 | 174.5 | 1121 | 6.4241
2012 | 8 | 18 | 3 | 153.8 | 153.4 | 1010 | 6.5841
2012 | 8 | 18 | 4 | 147.5 | 147.1 | 979 | 6.6553
2012 | 8 | 18 | 5 | 139.9 | 139.5 | 936 | 6.7097
2012 | 8 | 18 | 6 | 127.2 | 126.8 | 856 | 6.7508
2012 | 8 | 18 | 7 | 112.8 | 112.4 | 766 | 6.8149
2012 | 8 | 18 | 8 | 119.3 | 119 | 811 | 6.8151
2012 | 8 | 18 | 9 | 120.5 | 120.2 | 818 | 6.8053
2012 | 8 | 18 | 10 | 118.8 | 118.5 | 808 | 6.8186
2012 | 8 | 18 | 11 | 118.7 | 118.4 | 807 | 6.8159
2012 | 8 | 18 | 12 | 122.7 | 122.4 | 833 | 6.8056
2012 | 8 | 18 | 13 | 138.5 | 138.2 | 931 | 6.7366
2012 | 8 | 18 | 14 | 134.6 | 134.3 | 903 | 6.7238
2012 | 8 | 18 | 15 | 142.8 | 142.4 | 954 | 6.6994
2012 | 8 | 18 | 16 | 156.3 | 155.9 | 1031 | 6.6132
2012 | 8 | 18 | 17 | 168.5 | 168.1 | 1094 | 6.508
2012 | 8 | 18 | 18 | 175.2 | 174.8 | 1121 | 6.413
2012 | 8 | 18 | 19 | 174.4 | 174 | 1116 | 6.4138
2012 | 8 | 18 | 20 | 169.4 | 169 | 1094 | 6.4734
2012 | 8 | 18 | 21 | 177.6 | 177.2 | 1134 | 6.3995
2012 | 8 | 18 | 22 | 164.5 | 164.1 | 1069 | 6.5143
2012 | 8 | 18 | 23 | 183.7 | 183.4 | 1162 | 6.3359
2012 | 8 | 18 | 24 | 192.5 | 191.6 | 1195 | 6.237
2012 | 8 | 19 | 1 | 188.5 | 171 | 1090 | 6.3743
2012 | 8 | 19 | 2 | 184.9 | 162 | 1047 | 6.463
2012 | 8 | 19 | 3 | 180.1 | 157.2 | 1020 | 6.4885
2012 | 8 | 19 | 4 | 174.2 | 151.3 | 991 | 6.5499
2012 | 8 | 19 | 5 | 171.5 | 148.6 | 977 | 6.5747
2012 | 8 | 19 | 6 | 159.7 | 140.3 | 930 | 6.6287
2012 | 8 | 19 | 7 | 127.5 | 127.2 | 860 | 6.761
2012 | 8 | 19 | 8 | 119.3 | 119 | 808 | 6.7899
2012 | 8 | 19 | 9 | 111.7 | 111.4 | 757 | 6.7953
2012 | 8 | 19 | 10 | 135.6 | 135.3 | 915 | 6.7627
2012 | 8 | 19 | 11 | 164.4 | 164.1 | 1074 | 6.5448
2012 | 8 | 19 | 12 | 162.9 | 162.6 | 1068 | 6.5683
2012 | 8 | 19 | 13 | 160.7 | 160.4 | 1049 | 6.5399
2012 | 8 | 19 | 14 | 173.1 | 172.8 | 1123 | 6.4988
2012 | 8 | 19 | 15 | 179.8 | 179.5 | 1154 | 6.429
2012 | 8 | 19 | 16 | 184 | 183.7 | 1168 | 6.3582
2012 | 8 | 19 | 17 | 189.5 | 173.2 | 1103 | 6.3684
2012 | 8 | 19 | 18 | 180.2 | 157.5 | 1025 | 6.5079
2012 | 8 | 19 | 19 | 177.9 | 155.7 | 1017 | 6.5318
2012 | 8 | 19 | 20 | 176.3 | 154.5 | 1010 | 6.5372
2012 | 8 | 19 | 21 | 173.4 | 151.6 | 999 | 6.5897
2012 | 8 | 19 | 22 | 169.4 | 147.6 | 974 | 6.5989
2012 | 8 | 19 | 23 | 169.2 | 147.4 | 974 | 6.6079
2012 | 8 | 19 | 24 | 172.3 | 150.5 | 993 | 6.598
2012 | 8 | 20 | 1 | 168 | 146.2 | 966 | 6.6074
2012 | 8 | 20 | 2 | 161.5 | 139.7 | 930 | 6.6571
2012 | 8 | 20 | 3 | 149.7 | 131.8 | 884 | 6.7071
2012 | 8 | 20 | 4 | 140 | 139.7 | 945 | 6.7645
2012 | 8 | 20 | 5 | 140.4 | 140.1 | 947 | 6.7595
2012 | 8 | 20 | 6 | 134.8 | 134.5 | 914 | 6.7955
2012 | 8 | 20 | 7 | 130.5 | 130.2 | 890 | 6.8356
2012 | 8 | 20 | 8 | 136.2 | 135.9 | 924 | 6.7991
2012 | 8 | 20 | 9 | 120.1 | 119.8 | 819 | 6.8364
2012 | 8 | 20 | 10 | 120.5 | 120.2 | 825 | 6.8636
2012 | 8 | 20 | 11 | 131.5 | 131.2 | 896 | 6.8293
2012 | 8 | 20 | 12 | 142.6 | 142.3 | 965 | 6.7814
2012 | 8 | 20 | 13 | 143.5 | 143.2 | 968 | 6.7598
2012 | 8 | 20 | 14 | 149.9 | 149.6 | 1003 | 6.7045
2012 | 8 | 20 | 15 | 147.8 | 147.5 | 989 | 6.7051
2012 | 8 | 20 | 16 | 143.3 | 142.9 | 963 | 6.739
2012 | 8 | 20 | 17 | 144.3 | 143.9 | 970 | 6.7408
2012 | 8 | 20 | 18 | 149.8 | 149.5 | 1006 | 6.7291
2012 | 8 | 20 | 19 | 159.6 | 159.2 | 1057 | 6.6394
2012 | 8 | 20 | 20 | 166.3 | 165.9 | 1091 | 6.5763
2012 | 8 | 20 | 21 | 182 | 181.7 | 1166 | 6.4172
2012 | 8 | 20 | 22 | 167.5 | 167.1 | 1089 | 6.5171
2012 | 8 | 20 | 23 | 169.9 | 169.6 | 1107 | 6.5271
2012 | 8 | 20 | 24 | 150.5 | 150.2 | 1006 | 6.6977
2012 | 8 | 21 | 1 | 155.2 | 154.9 | 1013 | 6.5397
2012 | 8 | 21 | 2 | 147.7 | 125.1 | 844 | 6.7466
2012 | 8 | 21 | 3 | 139.5 | 117.9 | 797 | 6.76
2012 | 8 | 21 | 4 | 139.9 | 124.4 | 847 | 6.8087
2012 | 8 | 21 | 5 | 123.1 | 107.6 | 732 | 6.803
2012 | 8 | 21 | 6 | 125.2 | 111 | 758 | 6.8288
2012 | 8 | 21 | 7 | 129.4 | 129.1 | 883 | 6.8397
2012 | 8 | 21 | 8 | 138.5 | 138.2 | 938 | 6.7873
2012 | 8 | 21 | 9 | 125.7 | 125.4 | 856 | 6.8262
2012 | 8 | 21 | 10 | 125.7 | 125.4 | 860 | 6.8581
2012 | 8 | 21 | 11 | 141.6 | 141.3 | 961 | 6.8011
2012 | 8 | 21 | 12 | 154.8 | 154.5 | 1034 | 6.6926
2012 | 8 | 21 | 13 | 162.1 | 161.8 | 1070 | 6.6131
2012 | 8 | 21 | 14 | 171.2 | 170.9 | 1109 | 6.4892
2012 | 8 | 21 | 15 | 163.5 | 163.2 | 1072 | 6.5686
2012 | 8 | 21 | 16 | 163.3 | 162.4 | 1073 | 6.6071
2012 | 8 | 21 | 17 | 178.4 | 148.9 | 980 | 6.5816
2012 | 8 | 21 | 18 | 169.2 | 139.7 | 925 | 6.6213
2012 | 8 | 21 | 19 | 170.4 | 140.9 | 932 | 6.6146
2012 | 8 | 21 | 20 | 160 | 130.3 | 871 | 6.6846
2012 | 8 | 21 | 21 | 164.4 | 134.8 | 901 | 6.684
2012 | 8 | 21 | 22 | 166.8 | 137.2 | 913 | 6.6545
2012 | 8 | 21 | 23 | 163.8 | 134.2 | 897 | 6.6841
2012 | 8 | 21 | 24 | 169.6 | 140 | 932 | 6.6571
2012 | 8 | 22 | 1 | 167.2 | 137.6 | 918 | 6.6715
2012 | 8 | 22 | 2 | 163.5 | 133.8 | 894 | 6.6816
2012 | 8 | 22 | 3 | 159.5 | 131.3 | 877 | 6.6794
2012 | 8 | 22 | 4 | 135.8 | 126.2 | 858 | 6.7987
2012 | 8 | 22 | 5 | 131.2 | 130.9 | 894 | 6.8296
2012 | 8 | 22 | 6 | 123.8 | 123.5 | 847 | 6.8583
2012 | 8 | 22 | 7 | 103.8 | 103.5 | 710 | 6.8599
2012 | 8 | 22 | 8 | 109.4 | 109.1 | 756 | 6.9294
2012 | 8 | 22 | 9 | 119.6 | 119.3 | 824 | 6.907
2012 | 8 | 22 | 10 | 127.6 | 127.3 | 872 | 6.85
2012 | 8 | 22 | 11 | 143.9 | 143.6 | 971 | 6.7618
2012 | 8 | 22 | 12 | 151.1 | 150.8 | 1013 | 6.7175
2012 | 8 | 22 | 13 | 166.6 | 166.2 | 1096 | 6.5945
2012 | 8 | 22 | 14 | 168.8 | 168.4 | 1105 | 6.5618
2012 | 8 | 22 | 15 | 167.5 | 167.2 | 1096 | 6.555
2012 | 8 | 22 | 16 | 163.5 | 163.1 | 1074 | 6.5849
2012 | 8 | 22 | 17 | 166.3 | 165.9 | 1088 | 6.5582
2012 | 8 | 22 | 18 | 165.6 | 165.2 | 1087 | 6.5799
2012 | 8 | 22 | 19 | 161.6 | 160.5 | 1063 | 6.6231
2012 | 8 | 22 | 20 | 166 | 142.8 | 950 | 6.6527
2012 | 8 | 22 | 21 | 171.2 | 148.1 | 980 | 6.6172
2012 | 8 | 22 | 22 | 171.8 | 148.6 | 980 | 6.5949
2012 | 8 | 22 | 23 | 157.7 | 134.4 | 899 | 6.689
2012 | 8 | 22 | 24 | 153.2 | 130 | 871 | 6.7
2012 | 8 | 23 | 1 | 160.7 | 137.5 | 920 | 6.6909
2012 | 8 | 23 | 2 | 162.6 | 139.3 | 930 | 6.6762
2012 | 8 | 23 | 3 | 152.8 | 129.5 | 869 | 6.7104
2012 | 8 | 23 | 4 | 139.1 | 122.6 | 827 | 6.7455
2012 | 8 | 23 | 5 | 127.7 | 127.3 | 870 | 6.8342
2012 | 8 | 23 | 6 | 128 | 127.7 | 871 | 6.8207
2012 | 8 | 23 | 7 | 114.6 | 114.3 | 781 | 6.8329
2012 | 8 | 23 | 8 | 117.6 | 117.3 | 798 | 6.8031
2012 | 8 | 23 | 9 | 111.7 | 111.4 | 769 | 6.9031
2012 | 8 | 23 | 10 | 138.2 | 137.9 | 934 | 6.773
2012 | 8 | 23 | 11 | 130.8 | 130.5 | 883 | 6.7663
2012 | 8 | 23 | 12 | 124.6 | 124.3 | 846 | 6.8061
2012 | 8 | 23 | 13 | 142.4 | 142.1 | 962 | 6.7699
2012 | 8 | 23 | 14 | 156.7 | 156.3 | 1042 | 6.6667
2012 | 8 | 23 | 15 | 163.5 | 163.2 | 1077 | 6.5993
2012 | 8 | 23 | 16 | 161.8 | 161.5 | 1065 | 6.5944
2012 | 8 | 23 | 17 | 159.7 | 159.4 | 1056 | 6.6248
2012 | 8 | 23 | 18 | 152.4 | 152.1 | 1018 | 6.693
2012 | 8 | 23 | 19 | 154.9 | 148.9 | 998 | 6.7025
2012 | 8 | 23 | 20 | 165.6 | 145.2 | 968 | 6.6667
2012 | 8 | 23 | 21 | 181.4 | 161 | 1053 | 6.5404
2012 | 8 | 23 | 22 | 172.4 | 152.1 | 1004 | 6.6009
2012 | 8 | 23 | 23 | 172.4 | 143.5 | 951 | 6.6272
2012 | 8 | 23 | 24 | 181.9 | 152.7 | 1001 | 6.5553
2012 | 8 | 24 | 1 | 161.1 | 143.8 | 956 | 6.6481
2012 | 8 | 24 | 2 | 154 | 153.7 | 1025 | 6.6688
2012 | 8 | 24 | 3 | 157.9 | 157.6 | 1036 | 6.5736
2012 | 8 | 24 | 4 | 105.4 | 105.1 | 736 | 7.0029
2012 | 8 | 24 | 5 | 102.6 | 102.3 | 709 | 6.9306
2012 | 8 | 24 | 6 | 101.9 | 101.6 | 710 | 6.9882
2012 | 8 | 24 | 7 | 109.6 | 109.2 | 757 | 6.9322
2012 | 8 | 24 | 8 | 120.6 | 120.3 | 826 | 6.8662
2012 | 8 | 24 | 9 | 111.5 | 111.2 | 767 | 6.8975
2012 | 8 | 24 | 10 | 109.8 | 109.5 | 759 | 6.9315
2012 | 8 | 24 | 11 | 107.5 | 107.2 | 743 | 6.931
2012 | 8 | 24 | 12 | 129.2 | 128.9 | 881 | 6.8348
2012 | 8 | 24 | 13 | 151.2 | 150.8 | 1003 | 6.6512
2012 | 8 | 24 | 14 | 154.7 | 154.3 | 1028 | 6.6623
2012 | 8 | 24 | 15 | 161.4 | 161 | 1064 | 6.6087
2012 | 8 | 24 | 16 | 155.7 | 155.3 | 1032 | 6.6452
2012 | 8 | 24 | 17 | 157 | 156.6 | 1040 | 6.6411
2012 | 8 | 24 | 18 | 155.1 | 154.7 | 1030 | 6.658
2012 | 8 | 24 | 19 | 154.6 | 154.2 | 1030 | 6.6796
2012 | 8 | 24 | 20 | 155.1 | 154.7 | 1033 | 6.6774
2012 | 8 | 24 | 21 | 159.9 | 159.5 | 1057 | 6.627
2012 | 8 | 24 | 22 | 152.7 | 152.4 | 1021 | 6.6995
2012 | 8 | 24 | 23 | 154.4 | 154.1 | 1030 | 6.684
2012 | 8 | 24 | 24 | 162.9 | 162.6 | 1079 | 6.6359
2012 | 8 | 25 | 1 | 148.8 | 148.4 | 994 | 6.6981
2012 | 8 | 25 | 2 | 133.4 | 133 | 904 | 6.797
2012 | 8 | 25 | 3 | 117.7 | 117.4 | 800 | 6.8143
2012 | 8 | 25 | 4 | 103.2 | 102.9 | 708 | 6.8805
2012 | 8 | 25 | 5 | 113.4 | 113.1 | 778 | 6.8789
2012 | 8 | 25 | 6 | 114 | 113.6 | 783 | 6.8926
2012 | 8 | 25 | 7 | 103.4 | 103 | 713 | 6.9223
2012 | 8 | 25 | 8 | 100 | 99.7 | 692 | 6.9408
2012 | 8 | 25 | 9 | 100.6 | 100.3 | 691 | 6.8893
2012 | 8 | 25 | 10 | 95.7 | 95.4 | 660 | 6.9182
2012 | 8 | 25 | 11 | 126.2 | 125.9 | 867 | 6.8864
2012 | 8 | 25 | 12 | 144.1 | 143.8 | 972 | 6.7594
2012 | 8 | 25 | 13 | 143.5 | 143.1 | 967 | 6.7575
2012 | 8 | 25 | 14 | 147.5 | 147.1 | 989 | 6.7233
2012 | 8 | 25 | 15 | 149.7 | 149.3 | 1001 | 6.7046
2012 | 8 | 25 | 16 | 151.6 | 151.2 | 1013 | 6.6997
2012 | 8 | 25 | 17 | 148.5 | 148.1 | 993 | 6.7049
2012 | 8 | 25 | 18 | 152.1 | 151.7 | 1015 | 6.6908
2012 | 8 | 25 | 19 | 153.6 | 153.2 | 1023 | 6.6775
2012 | 8 | 25 | 20 | 151 | 150.6 | 1009 | 6.6999
2012 | 8 | 25 | 21 | 153.7 | 153.3 | 1027 | 6.6993
2012 | 8 | 25 | 22 | 149.2 | 148.8 | 1001 | 6.7272
2012 | 8 | 25 | 23 | 151.2 | 150.8 | 1012 | 6.7109
2012 | 8 | 25 | 24 | 141.6 | 141.3 | 959 | 6.787
2012 | 8 | 26 | 1 | 131.4 | 131.1 | 898 | 6.8497
2012 | 8 | 26 | 2 | 106.5 | 106.1 | 731 | 6.8897
2012 | 8 | 26 | 3 | 103.9 | 103.5 | 722 | 6.9758
2012 | 8 | 26 | 4 | 121 | 120.6 | 839 | 6.9569
2012 | 8 | 26 | 5 | 130.4 | 130 | 893 | 6.8692
2012 | 8 | 26 | 6 | 126.4 | 126 | 865 | 6.8651
2012 | 8 | 26 | 7 | 104.3 | 103.9 | 720 | 6.9297
2012 | 8 | 26 | 8 | 106.8 | 106.5 | 740 | 6.9484
2012 | 8 | 26 | 9 | 104.1 | 103.8 | 719 | 6.9268
2012 | 8 | 26 | 10 | 107.5 | 107.2 | 742 | 6.9216
2012 | 8 | 26 | 11 | 135.2 | 134.9 | 924 | 6.8495
2012 | 8 | 26 | 12 | 149.8 | 149.5 | 1009 | 6.7492
2012 | 8 | 26 | 13 | 139.8 | 139.5 | 941 | 6.7455
2012 | 8 | 26 | 14 | 138.6 | 138.2 | 938 | 6.7873
2012 | 8 | 26 | 15 | 138.5 | 138.1 | 938 | 6.7922
2012 | 8 | 26 | 16 | 139.7 | 139.3 | 945 | 6.7839
2012 | 8 | 26 | 17 | 141.2 | 140.8 | 953 | 6.7685
2012 | 8 | 26 | 18 | 130.1 | 129.7 | 887 | 6.8389
2012 | 8 | 26 | 19 | 130.6 | 130.2 | 892 | 6.851
2012 | 8 | 26 | 20 | 130.7 | 130.3 | 886 | 6.7997
2012 | 8 | 26 | 21 | 135 | 134.6 | 915 | 6.7979
2012 | 8 | 26 | 22 | 132.4 | 132 | 896 | 6.7879
2012 | 8 | 26 | 23 | 129.2 | 128.8 | 880 | 6.8323
2012 | 8 | 26 | 24 | 122.4 | 122.1 | 833 | 6.8223
2012 | 8 | 27 | 1 | 95.9 | 95.6 | 659 | 6.8933
2012 | 8 | 27 | 2 | 64.9 | 64.6 | 450 | 6.9659
2012 | 8 | 27 | 3 | 43.8 | 43.5 | 305 | 7.0115
2012 | 8 | 27 | 4 | 56.7 | 56.4 | 397 | 7.039
2012 | 8 | 27 | 5 | 73.8 | 73.5 | 511 | 6.9524
2012 | 8 | 27 | 6 | 100 | 99.7 | 656 | 6.5797
2012 | 8 | 27 | 7 | 92.4 | 92.1 | 638 | 6.9273
2012 | 8 | 27 | 8 | 111.1 | 110.8 | 761 | 6.8682
2012 | 8 | 27 | 9 | 107.4 | 107.1 | 737 | 6.8814
2012 | 8 | 27 | 10 | 124.8 | 124.5 | 848 | 6.8112
2012 | 8 | 27 | 11 | 133.5 | 133.2 | 891 | 6.6892
2012 | 8 | 27 | 12 | 136.1 | 135.8 | 907 | 6.6789
2012 | 8 | 27 | 13 | 142.1 | 141.8 | 978 | 6.897
2012 | 8 | 27 | 14 | 141.2 | 140.9 | 938 | 6.6572
2012 | 8 | 27 | 15 | 151.3 | 151 | 994 | 6.5828
2012 | 8 | 27 | 16 | 146.4 | 146.1 | 963 | 6.5914
2012 | 8 | 27 | 17 | 148 | 147.7 | 976 | 6.608
2012 | 8 | 27 | 18 | 148.4 | 148.1 | 975 | 6.5834
2012 | 8 | 27 | 19 | 139.2 | 138.9 | 924 | 6.6523
2012 | 8 | 27 | 20 | 138.2 | 137.9 | 921 | 6.6788
2012 | 8 | 27 | 21 | 138.7 | 138.4 | 926 | 6.6908
2012 | 8 | 27 | 22 | 124 | 123.7 | 840 | 6.7906
2012 | 8 | 27 | 23 | 127.4 | 127.1 | 864 | 6.7978
2012 | 8 | 27 | 24 | 128.5 | 128.2 | 873 | 6.8097
2012 | 8 | 28 | 1 | 124.7 | 124.4 | 822 | 6.6077
2012 | 8 | 28 | 2 | 114.1 | 113.7 | 780 | 6.8602
2012 | 8 | 28 | 3 | 106.1 | 105.7 | 729 | 6.8969
2012 | 8 | 28 | 4 | 105.5 | 105.2 | 722 | 6.8631
2012 | 8 | 28 | 5 | 98.9 | 98.6 | 684 | 6.9371
2012 | 8 | 28 | 6 | 108.1 | 107.8 | 743 | 6.8924
2012 | 8 | 28 | 7 | 112.1 | 111.8 | 770 | 6.8873
2012 | 8 | 28 | 8 | 122.6 | 122.3 | 836 | 6.8357
2012 | 8 | 28 | 9 | 131.1 | 130.8 | 886 | 6.7737
2012 | 8 | 28 | 10 | 139.5 | 139.2 | 939 | 6.7457
2012 | 8 | 28 | 11 | 152 | 151.7 | 1011 | 6.6645
2012 | 8 | 28 | 12 | 154.7 | 154.4 | 1024 | 6.6321
2012 | 8 | 28 | 13 | 153.2 | 152.9 | 1005 | 6.5729
2012 | 8 | 28 | 14 | 147.8 | 147.5 | 985 | 6.678
2012 | 8 | 28 | 15 | 150.8 | 150.5 | 1000 | 6.6445
2012 | 8 | 28 | 16 | 149.1 | 148.7 | 993 | 6.6779
2012 | 8 | 28 | 17 | 148.3 | 147.9 | 989 | 6.687
2012 | 8 | 28 | 18 | 144.6 | 144.2 | 969 | 6.7198
2012 | 8 | 28 | 19 | 142.7 | 142.3 | 956 | 6.7182
2012 | 8 | 28 | 20 | 135 | 134.6 | 913 | 6.7831
2012 | 8 | 28 | 21 | 142.1 | 141.7 | 959 | 6.7678
2012 | 8 | 28 | 22 | 131.5 | 131.1 | 893 | 6.8116
2012 | 8 | 28 | 23 | 141.8 | 141.4 | 955 | 6.7539
2012 | 8 | 28 | 24 | 136.2 | 135.8 | 923 | 6.7968
2012 | 8 | 29 | 1 | 113.9 | 113.5 | 778 | 6.8546
2012 | 8 | 29 | 2 | 114.7 | 114.3 | 789 | 6.9029
2012 | 8 | 29 | 3 | 95.4 | 95 | 654 | 6.8842
2012 | 8 | 29 | 4 | 92 | 91.6 | 640 | 6.9869
2012 | 8 | 29 | 5 | 95.1 | 94.7 | 661 | 6.9799
2012 | 8 | 29 | 6 | 107.6 | 107.2 | 746 | 6.959
2012 | 8 | 29 | 7 | 117 | 116.7 | 802 | 6.8723
2012 | 8 | 29 | 8 | 125.4 | 125.2 | 850 | 6.7891
2012 | 8 | 29 | 9 | 128.4 | 128.2 | 863 | 6.7317
2012 | 8 | 29 | 10 | 133.3 | 133 | 890 | 6.6917
2012 | 8 | 29 | 11 | 140.6 | 140.3 | 926 | 6.6001
2012 | 8 | 29 | 12 | 141.8 | 141.6 | 940 | 6.6384
2012 | 8 | 29 | 13 | 147.2 | 146.9 | 987 | 6.7189
2012 | 8 | 29 | 14 | 162.7 | 162.3 | 1072 | 6.6051
2012 | 8 | 29 | 15 | 164.3 | 163.9 | 1073 | 6.5467
2012 | 8 | 29 | 16 | 153.6 | 153.3 | 1012 | 6.6014
2012 | 8 | 29 | 17 | 151.5 | 151.2 | 999 | 6.6071
2012 | 8 | 29 | 18 | 142.6 | 142.3 | 950 | 6.676
2012 | 8 | 29 | 19 | 142 | 141.7 | 947 | 6.6831
2012 | 8 | 29 | 20 | 147.7 | 147.4 | 980 | 6.6486
2012 | 8 | 29 | 21 | 166 | 165.7 | 1077 | 6.4997
2012 | 8 | 29 | 22 | 167.5 | 167.2 | 1084 | 6.4833
2012 | 8 | 29 | 23 | 137 | 136.7 | 914 | 6.6862
2012 | 8 | 29 | 24 | 122 | 121.6 | 828 | 6.8092
2012 | 8 | 30 | 1 | 132.4 | 132 | 904 | 6.8485
2012 | 8 | 30 | 2 | 144.3 | 143.9 | 975 | 6.7755
2012 | 8 | 30 | 3 | 126.5 | 126.2 | 865 | 6.8542
2012 | 8 | 30 | 4 | 116.4 | 116.1 | 801 | 6.8992
2012 | 8 | 30 | 5 | 119.6 | 119.3 | 823 | 6.8986
2012 | 8 | 30 | 6 | 124.2 | 123.8 | 850 | 6.8659
2012 | 8 | 30 | 7 | 135.9 | 135.5 | 924 | 6.8192
2012 | 8 | 30 | 8 | 149 | 148.7 | 1000 | 6.7249
2012 | 8 | 30 | 9 | 142.2 | 141.9 | 953 | 6.716
2012 | 8 | 30 | 10 | 143 | 142.7 | 958 | 6.7134
2012 | 8 | 30 | 11 | 152.4 | 152.1 | 1012 | 6.6535
2012 | 8 | 30 | 12 | 161.1 | 160.8 | 1056 | 6.5672
2012 | 8 | 30 | 13 | 165.9 | 165.6 | 1076 | 6.4976
2012 | 8 | 30 | 14 | 154.7 | 154.4 | 1013 | 6.5609
2012 | 8 | 30 | 15 | 165 | 164.7 | 1069 | 6.4906
2012 | 8 | 30 | 16 | 174.9 | 174.6 | 1115 | 6.386
2012 | 8 | 30 | 17 | 159 | 158.7 | 1036 | 6.528
2012 | 8 | 30 | 18 | 143.8 | 143.5 | 955 | 6.6551
2012 | 8 | 30 | 19 | 129.4 | 129 | 875 | 6.7829
2012 | 8 | 30 | 20 | 134.1 | 133.7 | 912 | 6.8212
2012 | 8 | 30 | 21 | 159 | 158.6 | 1060 | 6.6835
2012 | 8 | 30 | 22 | 138 | 137.6 | 934 | 6.7878
2012 | 8 | 30 | 23 | 137.2 | 136.9 | 934 | 6.8225
2012 | 8 | 30 | 24 | 143.7 | 143.4 | 975 | 6.7992
2012 | 8 | 31 | 1 | 153.7 | 137.9 | 929 | 6.7368
2012 | 8 | 31 | 2 | 157.7 | 122 | 820 | 6.7213
2012 | 8 | 31 | 3 | 139.5 | 113.8 | 768 | 6.7487
2012 | 8 | 31 | 4 | 118.7 | 104.4 | 713 | 6.8295
2012 | 8 | 31 | 5 | 125.6 | 112.3 | 770 | 6.8566
2012 | 8 | 31 | 6 | 131.5 | 130.9 | 901 | 6.8831
2012 | 8 | 31 | 7 | 143.4 | 143.1 | 973 | 6.7994
2012 | 8 | 31 | 8 | 166.1 | 165.8 | 1093 | 6.5923
2012 | 8 | 31 | 9 | 150.6 | 150.3 | 1002 | 6.6667
2012 | 8 | 31 | 10 | 149.2 | 148.9 | 994 | 6.6756
2012 | 8 | 31 | 11 | 135 | 134.7 | 913 | 6.778
2012 | 8 | 31 | 12 | 143.5 | 143.2 | 960 | 6.7039
2012 | 8 | 31 | 13 | 128.3 | 128 | 870 | 6.7969
2012 | 8 | 31 | 14 | 149.9 | 149.6 | 1001 | 6.6912
2012 | 8 | 31 | 15 | 140.3 | 140 | 940 | 6.7143
2012 | 8 | 31 | 16 | 132.3 | 132 | 893 | 6.7652
2012 | 8 | 31 | 17 | 145 | 144.7 | 971 | 6.7104
2012 | 8 | 31 | 18 | 155.4 | 155.1 | 1027 | 6.6215
2012 | 8 | 31 | 19 | 145.5 | 145.2 | 970 | 6.6804
2012 | 8 | 31 | 20 | 138.1 | 137.8 | 926 | 6.7199
2012 | 8 | 31 | 21 | 125.8 | 125.5 | 849 | 6.7649
2012 | 8 | 31 | 22 | 102.2 | 101.9 | 685 | 6.7223
2012 | 8 | 31 | 23 | 71.4 | 71.1 | 499 | 7.0183
2012 | 8 | 31 | 24 | 76.1 | 75.8 | 536 | 7.0712
2012 | 9 | 1 | 1 | 66.4 | 66.4 | 474 | 7.1386
2012 | 9 | 1 | 2 | 75.2 | 75.2 | 533 | 7.0878
2012 | 9 | 1 | 3 | 83.5 | 83.5 | 590 | 7.0659
2012 | 9 | 1 | 4 | 87.3 | 87.3 | 615 | 7.0447
2012 | 9 | 1 | 5 | 77.4 | 77.4 | 551 | 7.1189
2012 | 9 | 1 | 6 | 81.5 | 81.5 | 575 | 7.0552
2012 | 9 | 1 | 7 | 75.9 | 75.9 | 536 | 7.0619
2012 | 9 | 1 | 8 | 84.7 | 84.7 | 590 | 6.9658
2012 | 9 | 1 | 9 | 88.4 | 88.4 | 614 | 6.9457
2012 | 9 | 1 | 10 | 86.5 | 86.5 | 596 | 6.8902
2012 | 9 | 1 | 11 | 81.3 | 81.3 | 560 | 6.8881
2012 | 9 | 1 | 12 | 100 | 100 | 682 | 6.82
2012 | 9 | 1 | 13 | 103.4 | 103.4 | 702 | 6.7892
2012 | 9 | 1 | 14 | 92.8 | 92.8 | 631 | 6.7996
2012 | 9 | 1 | 15 | 82.5 | 82.5 | 563 | 6.8242
2012 | 9 | 1 | 16 | 77.2 | 77.2 | 533 | 6.9041
2012 | 9 | 1 | 17 | 90.1 | 90.1 | 624 | 6.9256
2012 | 9 | 1 | 18 | 98 | 98 | 676 | 6.898
2012 | 9 | 1 | 19 | 96.6 | 96.6 | 670 | 6.9358
2012 | 9 | 1 | 20 | 99.4 | 99.4 | 690 | 6.9416
2012 | 9 | 1 | 21 | 88.9 | 88.9 | 617 | 6.9404
2012 | 9 | 1 | 22 | 81.6 | 81.6 | 571 | 6.9975
2012 | 9 | 1 | 23 | 59.5 | 59.5 | 423 | 7.1092
2012 | 9 | 1 | 24 | 65.4 | 65.4 | 472 | 7.2171
2012 | 9 | 2 | 1 | 63.1 | 63.1 | 453 | 7.1791
2012 | 9 | 2 | 2 | 53.7 | 53.7 | 387 | 7.2067
2012 | 9 | 2 | 3 | 34.9 | 34.9 | 255 | 7.3066
2012 | 9 | 2 | 4 | 33.7 | 33.7 | 234 | 6.9436
2012 | 9 | 2 | 5 | 30.3 | 30.3 | 218 | 7.1947
2012 | 9 | 2 | 6 | 48.7 | 48.7 | 348 | 7.1458
2012 | 9 | 2 | 7 | 69.2 | 69.2 | 490 | 7.0809
2012 | 9 | 2 | 8 | 74.9 | 74.9 | 529 | 7.0628
2012 | 9 | 2 | 9 | 55.6 | 55.6 | 396 | 7.1223
2012 | 9 | 2 | 10 | 38.6 | 38.6 | 277 | 7.1762
2012 | 9 | 2 | 11 | 38.5 | 38.5 | 272 | 7.0649
2012 | 9 | 2 | 12 | 77.6 | 77.6 | 542 | 6.9845
2012 | 9 | 2 | 13 | 63.5 | 63.5 | 446 | 7.0236
2012 | 9 | 2 | 14 | 65.2 | 65.2 | 463 | 7.1012
2012 | 9 | 2 | 15 | 64.4 | 64.4 | 459 | 7.1273
2012 | 9 | 2 | 16 | 63.6 | 63.6 | 454 | 7.1384
2012 | 9 | 2 | 17 | 88.5 | 88.5 | 621 | 7.0169
2012 | 9 | 2 | 18 | 90.5 | 90.5 | 651 | 7.1934
2012 | 9 | 2 | 19 | 88.9 | 88.9 | 630 | 7.0866
2012 | 9 | 2 | 20 | 86.8 | 86.8 | 618 | 7.1198
2012 | 9 | 2 | 21 | 86.5 | 86.5 | 612 | 7.0751
2012 | 9 | 2 | 22 | 63.4 | 63.4 | 451 | 7.1136
2012 | 9 | 2 | 23 | 88.7 | 88.7 | 633 | 7.1364
2012 | 9 | 2 | 24 | 99.4 | 99.4 | 699 | 7.0322
2012 | 9 | 3 | 1 | 83 | 83 | 590 | 7.1084
2012 | 9 | 3 | 2 | 70.4 | 65.6 | 470 | 7.1646
2012 | 9 | 3 | 3 | 65.9 | 55.6 | 392 | 7.0504
2012 | 9 | 3 | 4 | 25.6 | 23.9 | 170 | 7.113
2012 | 9 | 3 | 5 | 52.3 | 52.3 | 378 | 7.2275
2012 | 9 | 3 | 6 | 82.2 | 82.2 | 587 | 7.1411
2012 | 9 | 3 | 7 | 109.6 | 109.6 | 764 | 6.9708
2012 | 9 | 3 | 8 | 74.3 | 74.3 | 526 | 7.0794
2012 | 9 | 3 | 9 | 70.3 | 70.3 | 503 | 7.155
2012 | 9 | 3 | 10 | 57.7 | 57.7 | 414 | 7.175
2012 | 9 | 3 | 11 | 85.6 | 85.6 | 603 | 7.0444
2012 | 9 | 3 | 12 | 104.3 | 104.3 | 726 | 6.9607
2012 | 9 | 3 | 13 | 118.4 | 118.4 | 817 | 6.9003
2012 | 9 | 3 | 14 | 97.7 | 97.7 | 683 | 6.9908
2012 | 9 | 3 | 15 | 73 | 73 | 515 | 7.0548
2012 | 9 | 3 | 16 | 92.1 | 92.1 | 648 | 7.0358
2012 | 9 | 3 | 17 | 113.3 | 113.3 | 790 | 6.9726
2012 | 9 | 3 | 18 | 127.4 | 127.4 | 877 | 6.8838
2012 | 9 | 3 | 19 | 120.8 | 120.8 | 836 | 6.9205
2012 | 9 | 3 | 20 | 121 | 121 | 838 | 6.9256
2012 | 9 | 3 | 21 | 106.7 | 106.7 | 743 | 6.9634
2012 | 9 | 3 | 22 | 77.6 | 77.6 | 549 | 7.0747
2012 | 9 | 3 | 23 | 76.9 | 76.9 | 551 | 7.1651
2012 | 9 | 3 | 24 | 71 | 71 | 509 | 7.169
2012 | 9 | 4 | 1 | 60.3 | 60.3 | 433 | 7.1808
2012 | 9 | 4 | 2 | 86.6 | 86.6 | 620 | 7.1594
2012 | 9 | 4 | 3 | 86.9 | 86.9 | 619 | 7.1231
2012 | 9 | 4 | 4 | 78.2 | 78.2 | 557 | 7.1228
2012 | 9 | 4 | 5 | 59 | 59 | 422 | 7.1525
2012 | 9 | 4 | 6 | 69.9 | 69.9 | 501 | 7.1674
2012 | 9 | 4 | 7 | 84.2 | 84.2 | 596 | 7.0784
2012 | 9 | 4 | 8 | 104.5 | 104.5 | 722 | 6.9091
2012 | 9 | 4 | 9 | 101.6 | 101.6 | 704 | 6.9291
2012 | 9 | 4 | 10 | 118.5 | 118.5 | 815 | 6.8776
2012 | 9 | 4 | 11 | 133.7 | 133.7 | 907 | 6.7838
2012 | 9 | 4 | 12 | 127.1 | 127.1 | 864 | 6.7978
2012 | 9 | 4 | 13 | 134.5 | 134.5 | 913 | 6.7881
2012 | 9 | 4 | 14 | 140 | 140 | 935 | 6.6786
2012 | 9 | 4 | 15 | 144.3 | 144.3 | 965 | 6.6875
2012 | 9 | 4 | 16 | 142.9 | 142.9 | 957 | 6.697
2012 | 9 | 4 | 17 | 146.2 | 146.2 | 979 | 6.6963
2012 | 9 | 4 | 18 | 143.1 | 143.1 | 958 | 6.6946
2012 | 9 | 4 | 19 | 134.3 | 134.3 | 911 | 6.7833
2012 | 9 | 4 | 20 | 139.1 | 139.1 | 943 | 6.7793
2012 | 9 | 4 | 21 | 150.5 | 150.5 | 1006 | 6.6844
2012 | 9 | 4 | 22 | 149.2 | 149.2 | 997 | 6.6823
2012 | 9 | 4 | 23 | 146.9 | 142.3 | 959 | 6.7393
2012 | 9 | 4 | 24 | 176.4 | 162.4 | 1056 | 6.5025
2012 | 9 | 5 | 1 | 115.1 | 115.1 | 792 | 6.881
2012 | 9 | 5 | 2 | 103.8 | 103.8 | 727 | 7.0039
2012 | 9 | 5 | 3 | 92.6 | 92.6 | 651 | 7.0302
2012 | 9 | 5 | 4 | 81.9 | 81.9 | 579 | 7.0696
2012 | 9 | 5 | 5 | 71.2 | 71.2 | 510 | 7.1629
2012 | 9 | 5 | 6 | 76.2 | 76.2 | 542 | 7.1129
2012 | 9 | 5 | 7 | 89.7 | 89.7 | 630 | 7.0234
2012 | 9 | 5 | 8 | 64.2 | 64.2 | 455 | 7.0872
2012 | 9 | 5 | 9 | 86.3 | 86.3 | 611 | 7.08
2012 | 9 | 5 | 10 | 72.6 | 72.6 | 519 | 7.1488
2012 | 9 | 5 | 11 | 88.3 | 88.3 | 628 | 7.1121
2012 | 9 | 5 | 12 | 102.5 | 102.5 | 718 | 7.0049
2012 | 9 | 5 | 13 | 122.1 | 122.1 | 837 | 6.855
2012 | 9 | 5 | 14 | 138.8 | 138.8 | 928 | 6.6859
2012 | 9 | 5 | 15 | 138.2 | 138.2 | 931 | 6.7366
2012 | 9 | 5 | 16 | 125.6 | 125.6 | 858 | 6.8312
2012 | 9 | 5 | 17 | 118.4 | 118.4 | 818 | 6.9088
2012 | 9 | 5 | 18 | 112.8 | 112.8 | 784 | 6.9504
2012 | 9 | 5 | 19 | 111 | 111 | 775 | 6.982
2012 | 9 | 5 | 20 | 118.3 | 118.3 | 822 | 6.9484
2012 | 9 | 5 | 21 | 132.1 | 132.1 | 907 | 6.866
2012 | 9 | 5 | 22 | 122.3 | 122.3 | 846 | 6.9174
2012 | 9 | 5 | 23 | 91.8 | 91.8 | 646 | 7.037
2012 | 9 | 5 | 24 | 79.3 | 79.3 | 565 | 7.1248
2012 | 9 | 6 | 1 | 79.4 | 79.4 | 565 | 7.1159
2012 | 9 | 6 | 2 | 58.4 | 58.4 | 418 | 7.1575
2012 | 9 | 6 | 3 | 58.1 | 58.1 | 417 | 7.1773
2012 | 9 | 6 | 4 | 60.3 | 60.3 | 437 | 7.2471
2012 | 9 | 6 | 5 | 59.6 | 59.6 | 428 | 7.1812
2012 | 9 | 6 | 6 | 63.3 | 63.3 | 457 | 7.2196
2012 | 9 | 6 | 7 | 68.4 | 68.4 | 484 | 7.076
2012 | 9 | 6 | 8 | 45.3 | 45.3 | 321 | 7.0861
2012 | 9 | 6 | 9 | 65 | 65 | 468 | 7.2
2012 | 9 | 6 | 10 | 86.3 | 86.3 | 612 | 7.0915
2012 | 9 | 6 | 11 | 105.7 | 105.7 | 737 | 6.9726
2012 | 9 | 6 | 12 | 92 | 92 | 646 | 7.0217
2012 | 9 | 6 | 13 | 93.3 | 93.3 | 658 | 7.0525
2012 | 9 | 6 | 14 | 95 | 95 | 671 | 7.0632
2012 | 9 | 6 | 15 | 95.5 | 95.5 | 675 | 7.0681
2012 | 9 | 6 | 16 | 96.3 | 96.3 | 675 | 7.0093
2012 | 9 | 6 | 17 | 102.2 | 102.2 | 717 | 7.0157
2012 | 9 | 6 | 18 | 99.9 | 99.9 | 697 | 6.977
2012 | 9 | 6 | 19 | 100.9 | 100.9 | 707 | 7.0069
2012 | 9 | 6 | 20 | 100.5 | 100.5 | 701 | 6.9751
2012 | 9 | 6 | 21 | 112.6 | 112.6 | 782 | 6.9449
2012 | 9 | 6 | 22 | 95.1 | 95.1 | 667 | 7.0137
2012 | 9 | 6 | 23 | 100.4 | 100.4 | 707 | 7.0418
2012 | 9 | 6 | 24 | 92.3 | 92.3 | 651 | 7.0531
2012 | 9 | 7 | 1 | 56.1 | 56.1 | 402 | 7.1658
2012 | 9 | 7 | 2 | 41.8 | 41.8 | 305 | 7.2967
2012 | 9 | 7 | 3 | 25.4 | 25.4 | 182 | 7.1654
2012 | 9 | 7 | 4 | 29.3 | 29.3 | 211 | 7.2014
2012 | 9 | 7 | 5 | 54.3 | 54.3 | 388 | 7.1455
2012 | 9 | 7 | 6 | 70.3 | 70.3 | 502 | 7.1408
2012 | 9 | 7 | 7 | 90.1 | 90.1 | 635 | 7.0477
2012 | 9 | 7 | 8 | 79.3 | 79.3 | 562 | 7.087
2012 | 9 | 7 | 9 | 79.2 | 79.2 | 565 | 7.1338
2012 | 9 | 7 | 10 | 89.8 | 89.8 | 637 | 7.0935
2012 | 9 | 7 | 11 | 82.3 | 82.3 | 582 | 7.0717
2012 | 9 | 7 | 12 | 100.4 | 100.2 | 704 | 7.0259
2012 | 9 | 7 | 13 | 135.6 | 135.6 | 917 | 6.7625
2012 | 9 | 7 | 14 | 147.5 | 147.5 | 979 | 6.6373
2012 | 9 | 7 | 15 | 142.2 | 142.2 | 948 | 6.6667
2012 | 9 | 7 | 16 | 137.4 | 137.4 | 887 | 6.4556
2012 | 9 | 7 | 17 | 119.8 | 119.8 | 826 | 6.8948
2012 | 9 | 7 | 18 | 122.4 | 122.4 | 841 | 6.8709
2012 | 9 | 7 | 19 | 124 | 124 | 856 | 6.9032
2012 | 9 | 7 | 20 | 132.1 | 132.1 | 906 | 6.8584
2012 | 9 | 7 | 21 | 138 | 138 | 939 | 6.8043
2012 | 9 | 7 | 22 | 118 | 118 | 817 | 6.9237
2012 | 9 | 7 | 23 | 97.8 | 97.8 | 690 | 7.0552
2012 | 9 | 7 | 24 | 94.2 | 94.2 | 666 | 7.0701
2012 | 9 | 8 | 1 | 91.5 | 91.5 | 647 | 7.071
2012 | 9 | 8 | 2 | 71.2 | 71.2 | 506 | 7.1067
2012 | 9 | 8 | 3 | 62.2 | 62.2 | 447 | 7.1865
2012 | 9 | 8 | 4 | 46.5 | 46.5 | 335 | 7.2043
2012 | 9 | 8 | 5 | 47.8 | 47.8 | 345 | 7.2176
2012 | 9 | 8 | 6 | 45 | 45 | 324 | 7.2
2012 | 9 | 8 | 7 | 52 | 52 | 378 | 7.2692
2012 | 9 | 8 | 8 | 62.6 | 62.6 | 448 | 7.1565
2012 | 9 | 8 | 9 | 75.1 | 75.1 | 533 | 7.0972
2012 | 9 | 8 | 10 | 87.4 | 87.4 | 617 | 7.0595
2012 | 9 | 8 | 11 | 96.7 | 96.7 | 679 | 7.0217
2012 | 9 | 8 | 12 | 110.7 | 110.7 | 768 | 6.9377
2012 | 9 | 8 | 13 | 90 | 90 | 632 | 7.0222
2012 | 9 | 8 | 14 | 105.7 | 105.7 | 736 | 6.9631
2012 | 9 | 8 | 15 | 106.1 | 106.1 | 743 | 7.0028
2012 | 9 | 8 | 16 | 97.8 | 97.8 | 684 | 6.9939
2012 | 9 | 8 | 17 | 98.1 | 98.1 | 688 | 7.0133
2012 | 9 | 8 | 18 | 99.2 | 99.2 | 697 | 7.0262
2012 | 9 | 8 | 19 | 105.3 | 105.3 | 737 | 6.9991
2012 | 9 | 8 | 20 | 112.5 | 112.5 | 782 | 6.9511
2012 | 9 | 8 | 21 | 106.9 | 106.9 | 747 | 6.9878
2012 | 9 | 8 | 22 | 101.5 | 101.5 | 716 | 7.0542
2012 | 9 | 8 | 23 | 69 | 69 | 490 | 7.1014
2012 | 9 | 8 | 24 | 51.8 | 51.8 | 373 | 7.2008
2012 | 9 | 9 | 1 | 29.1 | 29.1 | 211 | 7.2509
2012 | 9 | 9 | 2 | 21.8 | 21.8 | 155 | 7.1101
2012 | 9 | 9 | 3 | 42.6 | 42.6 | 310 | 7.277
2012 | 9 | 9 | 4 | 59.2 | 59.2 | 427 | 7.2128
2012 | 9 | 9 | 5 | 32.7 | 32.7 | 234 | 7.156
2012 | 9 | 9 | 6 | 29.8 | 29.8 | 219 | 7.349
2012 | 9 | 9 | 7 | 33.8 | 33.8 | 244 | 7.2189
2012 | 9 | 9 | 8 | 53.9 | 53.9 | 388 | 7.1985
2012 | 9 | 9 | 9 | 83.2 | 83.2 | 595 | 7.1514
2012 | 9 | 9 | 10 | 73.6 | 73.6 | 526 | 7.1467
2012 | 9 | 9 | 12 | 61.4 | 61.4 | 443 | 7.215
2012 | 9 | 9 | 13 | 50.7 | 50.7 | 283 | 5.5819
2012 | 9 | 9 | 15 | 53.2 | 53.2 | 382 | 7.1805
2012 | 9 | 9 | 16 | 68.9 | 68.9 | 490 | 7.1118
2012 | 9 | 9 | 17 | 67.5 | 67.5 | 479 | 7.0963
2012 | 9 | 9 | 18 | 68.4 | 68.4 | 487 | 7.1199
2012 | 9 | 9 | 19 | 76.6 | 76.6 | 543 | 7.0888
2012 | 9 | 9 | 20 | 77.9 | 77.9 | 554 | 7.1117
2012 | 9 | 9 | 21 | 76.6 | 76.6 | 544 | 7.1018
2012 | 9 | 9 | 22 | 50.6 | 50.6 | 358 | 7.0751
2012 | 9 | 9 | 23 | 41.4 | 41.4 | 298 | 7.1981
2012 | 9 | 9 | 24 | 48.8 | 48.8 | 352 | 7.2131
2012 | 9 | 10 | 1 | 40.5 | 40.5 | 292 | 7.2099
2012 | 9 | 10 | 2 | 25.1 | 25.1 | 180 | 7.1713
2012 | 9 | 10 | 3 | 17.7 | 17.7 | 121 | 6.8362
2012 | 9 | 10 | 4 | 17.5 | 17.5 | 121 | 6.9143
2012 | 9 | 10 | 5 | 29.6 | 29.6 | 215 | 7.2635
2012 | 9 | 10 | 6 | 46.7 | 46.7 | 337 | 7.2163
2012 | 9 | 10 | 7 | 72.4 | 72.4 | 512 | 7.0718
2012 | 9 | 10 | 8 | 85.4 | 85.4 | 603 | 7.0609
2012 | 9 | 10 | 9 | 114.7 | 114.7 | 801 | 6.9834
2012 | 9 | 10 | 10 | 102.4 | 102.4 | 718 | 7.0117
2012 | 9 | 10 | 11 | 75.5 | 75.5 | 530 | 7.0199
2012 | 9 | 10 | 12 | 57.9 | 57.9 | 416 | 7.1848
2012 | 9 | 10 | 13 | 64.2 | 64.2 | 461 | 7.1807
2012 | 9 | 10 | 14 | 83.6 | 83.6 | 592 | 7.0813
2012 | 9 | 10 | 15 | 87.2 | 87.2 | 618 | 7.0872
2012 | 9 | 10 | 16 | 107.9 | 107.9 | 751 | 6.9601
2012 | 9 | 10 | 17 | 116.6 | 116.6 | 807 | 6.9211
2012 | 9 | 10 | 18 | 121.1 | 121.1 | 836 | 6.9034
2012 | 9 | 10 | 19 | 101.1 | 101.1 | 706 | 6.9832
2012 | 9 | 10 | 20 | 105.9 | 105.9 | 738 | 6.9688
2012 | 9 | 10 | 21 | 97.8 | 97.8 | 679 | 6.9427
2012 | 9 | 10 | 22 | 89.7 | 89.7 | 628 | 7.0011
2012 | 9 | 10 | 23 | 70 | 70 | 494 | 7.0571
2012 | 9 | 10 | 24 | 69 | 69 | 497 | 7.2029
2012 | 9 | 11 | 1 | 29.8 | 29.8 | 209 | 7.0134
2012 | 9 | 11 | 2 | 20.1 | 20.1 | 142 | 7.0647
2012 | 9 | 11 | 3 | 17.5 | 17.5 | 119 | 6.8
2012 | 9 | 11 | 4 | 23.7 | 23.7 | 172 | 7.2574
2012 | 9 | 11 | 5 | 59.8 | 59.8 | 432 | 7.2241
2012 | 9 | 11 | 6 | 68.6 | 68.6 | 492 | 7.172
2012 | 9 | 11 | 7 | 89.4 | 89.4 | 633 | 7.0805
2012 | 9 | 11 | 8 | 71.7 | 71.7 | 513 | 7.1548
2012 | 9 | 11 | 9 | 78.3 | 78.3 | 561 | 7.1648
2012 | 9 | 11 | 10 | 90.4 | 90.4 | 641 | 7.0907
2012 | 9 | 11 | 11 | 108.3 | 108.3 | 756 | 6.9806
2012 | 9 | 11 | 12 | 123.4 | 123.4 | 846 | 6.8558
2012 | 9 | 11 | 13 | 124.8 | 124.8 | 861 | 6.899
2012 | 9 | 11 | 14 | 132 | 132 | 904 | 6.8485
2012 | 9 | 11 | 15 | 136.8 | 136.8 | 921 | 6.7325
2012 | 9 | 11 | 16 | 132.2 | 132.2 | 899 | 6.8003
2012 | 9 | 11 | 17 | 129.4 | 129.4 | 883 | 6.8238
2012 | 9 | 11 | 18 | 139.3 | 139.3 | 943 | 6.7696
2012 | 9 | 11 | 19 | 137.5 | 137.5 | 931 | 6.7709
2012 | 9 | 11 | 20 | 132.2 | 132.2 | 898 | 6.7927
2012 | 9 | 11 | 21 | 130.3 | 130.3 | 886 | 6.7997
2012 | 9 | 11 | 22 | 99 | 99 | 685 | 6.9192
2012 | 9 | 11 | 23 | 54.7 | 54.7 | 391 | 7.1481
2012 | 9 | 11 | 24 | 33 | 33 | 237 | 7.1818
2012 | 9 | 12 | 1 | 16.8 | 16.8 | 118 | 7.0238
2012 | 9 | 12 | 2 | 12.9 | 12.9 | 87 | 6.7442
2012 | 9 | 12 | 3 | 11.2 | 11.2 | 74 | 6.6071
2012 | 9 | 12 | 4 | 11 | 11 | 71 | 6.4545
2012 | 9 | 12 | 5 | 11.2 | 11.2 | 75 | 6.6964
2012 | 9 | 12 | 6 | 18.7 | 18.7 | 131 | 7.0053
2012 | 9 | 12 | 7 | 63.5 | 63.5 | 454 | 7.1496
2012 | 9 | 12 | 8 | 64.7 | 64.7 | 460 | 7.1097
2012 | 9 | 12 | 9 | 92.1 | 92.1 | 653 | 7.0901
2012 | 9 | 12 | 10 | 122 | 122 | 842 | 6.9016
2012 | 9 | 12 | 11 | 105.9 | 105.9 | 734 | 6.9311
2012 | 9 | 12 | 12 | 92.8 | 92.8 | 652 | 7.0259
2012 | 9 | 12 | 13 | 98.9 | 98.9 | 699 | 7.0677
2012 | 9 | 12 | 14 | 92.3 | 92.3 | 654 | 7.0856
2012 | 9 | 12 | 15 | 76.8 | 76.8 | 544 | 7.0833
2012 | 9 | 12 | 16 | 77.2 | 77.2 | 554 | 7.1762
2012 | 9 | 12 | 17 | 92 | 92 | 653 | 7.0978
2012 | 9 | 12 | 18 | 116.4 | 116.4 | 812 | 6.9759
2012 | 9 | 12 | 19 | 123.9 | 123.9 | 862 | 6.9572
2012 | 9 | 12 | 20 | 135.8 | 135.8 | 930 | 6.8483
2012 | 9 | 12 | 21 | 133.6 | 133.6 | 911 | 6.8189
2012 | 9 | 12 | 22 | 113.1 | 113.1 | 785 | 6.9408
2012 | 9 | 12 | 23 | 75.6 | 75.6 | 533 | 7.0503
2012 | 9 | 12 | 24 | 46 | 46 | 334 | 7.2609
2012 | 9 | 13 | 1 | 24.5 | 24.5 | 177 | 7.2245
2012 | 9 | 13 | 2 | 16.6 | 16.6 | 117 | 7.0482
2012 | 9 | 13 | 3 | 16.5 | 16.5 | 118 | 7.1515
2012 | 9 | 13 | 4 | 22.6 | 22.6 | 165 | 7.3009
2012 | 9 | 13 | 5 | 23.2 | 23.2 | 166 | 7.1552
2012 | 9 | 13 | 6 | 32.4 | 32.4 | 234 | 7.2222
2012 | 9 | 13 | 7 | 81.1 | 81.1 | 575 | 7.09
2012 | 9 | 13 | 8 | 71.8 | 71.8 | 509 | 7.0891
2012 | 9 | 13 | 9 | 95.8 | 95.8 | 677 | 7.0668
2012 | 9 | 13 | 10 | 109.5 | 109.5 | 767 | 7.0046
2012 | 9 | 13 | 11 | 118.4 | 118.4 | 819 | 6.9172
2012 | 9 | 13 | 12 | 103 | 103 | 720 | 6.9903
2012 | 9 | 13 | 13 | 115.9 | 115.9 | 807 | 6.9629
2012 | 9 | 13 | 14 | 128.3 | 128.3 | 881 | 6.8667
2012 | 9 | 13 | 15 | 130.2 | 130.2 | 888 | 6.8203
2012 | 9 | 13 | 16 | 129.5 | 129.5 | 889 | 6.8649
2012 | 9 | 13 | 17 | 125.4 | 125.4 | 865 | 6.8979
2012 | 9 | 13 | 18 | 125.2 | 125.2 | 862 | 6.885
2012 | 9 | 13 | 19 | 120.5 | 120.5 | 836 | 6.9378
2012 | 9 | 13 | 20 | 133.5 | 133.5 | 915 | 6.8539
2012 | 9 | 13 | 21 | 140.6 | 140.6 | 957 | 6.8065
2012 | 9 | 13 | 22 | 130.2 | 130.2 | 891 | 6.8433
2012 | 9 | 13 | 23 | 97.3 | 94.7 | 667 | 7.0433
2012 | 9 | 13 | 24 | 84.9 | 66.8 | 471 | 7.0509
2012 | 9 | 14 | 2 | 27.4 | 27.4 | 199 | 7.2628
2012 | 9 | 14 | 3 | 24.1 | 24.1 | 173 | 7.1784
2012 | 9 | 14 | 4 | 38.6 | 38.6 | 280 | 7.2539
2012 | 9 | 14 | 5 | 57.3 | 57.3 | 414 | 7.2251
2012 | 9 | 14 | 6 | 79 | 79 | 567 | 7.1772
2012 | 9 | 14 | 7 | 95 | 95 | 669 | 7.0421
2012 | 9 | 14 | 8 | 72.5 | 72.5 | 518 | 7.1448
2012 | 9 | 14 | 9 | 99.8 | 99.8 | 707 | 7.0842
2012 | 9 | 14 | 10 | 104.9 | 104.9 | 734 | 6.9971
2012 | 9 | 14 | 11 | 121.3 | 121.3 | 837 | 6.9002
2012 | 9 | 14 | 12 | 124.7 | 124.7 | 854 | 6.8484
2012 | 9 | 14 | 13 | 142.3 | 142.3 | 953 | 6.6971
2012 | 9 | 14 | 14 | 132.6 | 132.6 | 896 | 6.7572
2012 | 9 | 14 | 15 | 129.6 | 129.6 | 883 | 6.8133
2012 | 9 | 14 | 16 | 135 | 135 | 915 | 6.7778
2012 | 9 | 14 | 17 | 157.3 | 157.3 | 1029 | 6.5416
2012 | 9 | 14 | 18 | 122.8 | 122.8 | 829 | 6.7508
2012 | 9 | 14 | 19 | 93.5 | 93.5 | 645 | 6.8984
2012 | 9 | 14 | 20 | 88.8 | 88.8 | 623 | 7.0158
2012 | 9 | 14 | 21 | 105.6 | 105.6 | 738 | 6.9886
2012 | 9 | 14 | 22 | 104.1 | 104.1 | 728 | 6.9933
2012 | 9 | 14 | 23 | 69 | 69 | 491 | 7.1159
2012 | 9 | 14 | 24 | 64.4 | 64.4 | 468 | 7.2671
2012 | 9 | 15 | 1 | 52.1 | 52.1 | 379 | 7.2745
2012 | 9 | 15 | 2 | 36.2 | 36.2 | 261 | 7.2099
2012 | 9 | 15 | 3 | 22.7 | 22.7 | 163 | 7.1806
2012 | 9 | 15 | 4 | 23.1 | 23.1 | 167 | 7.2294
2012 | 9 | 15 | 5 | 40.1 | 40.1 | 290 | 7.2319
2012 | 9 | 15 | 6 | 31.7 | 31.7 | 231 | 7.2871
2012 | 9 | 15 | 7 | 48.5 | 48.5 | 351 | 7.2371
2012 | 9 | 15 | 8 | 49 | 49 | 354 | 7.2245
2012 | 9 | 15 | 9 | 61.7 | 61.7 | 442 | 7.1637
2012 | 9 | 15 | 10 | 74.4 | 74.4 | 532 | 7.1505
2012 | 9 | 15 | 11 | 93.3 | 93.3 | 661 | 7.0847
2012 | 9 | 15 | 12 | 96.8 | 96.8 | 682 | 7.0455
2012 | 9 | 15 | 13 | 97.5 | 97.5 | 685 | 7.0256
2012 | 9 | 15 | 14 | 101.6 | 101.6 | 715 | 7.0374
2012 | 9 | 15 | 15 | 106.3 | 106.3 | 745 | 7.0085
2012 | 9 | 15 | 16 | 101.8 | 101.8 | 716 | 7.0334
2012 | 9 | 15 | 17 | 98.3 | 98.3 | 695 | 7.0702
2012 | 9 | 15 | 18 | 108.8 | 108.8 | 764 | 7.0221
2012 | 9 | 15 | 19 | 100.2 | 100.2 | 704 | 7.0259
2012 | 9 | 15 | 20 | 108.1 | 108.1 | 759 | 7.0213
2012 | 9 | 15 | 21 | 101.9 | 101.9 | 716 | 7.0265
2012 | 9 | 15 | 22 | 99.2 | 99.2 | 700 | 7.0565
2012 | 9 | 15 | 23 | 76.8 | 76.8 | 548 | 7.1354
2012 | 9 | 15 | 24 | 65.3 | 65.3 | 469 | 7.1822
2012 | 9 | 16 | 1 | 39 | 39 | 284 | 7.2821
2012 | 9 | 16 | 2 | 27.9 | 27.9 | 203 | 7.276
2012 | 9 | 16 | 3 | 29.2 | 29.2 | 211 | 7.226
2012 | 9 | 16 | 4 | 43.9 | 43.9 | 320 | 7.2893
2012 | 9 | 16 | 5 | 50.6 | 50.6 | 367 | 7.253
2012 | 9 | 16 | 6 | 32.5 | 32.5 | 236 | 7.2615
2012 | 9 | 16 | 7 | 32.4 | 32.4 | 235 | 7.2531
2012 | 9 | 16 | 8 | 42.7 | 42.7 | 310 | 7.26
2012 | 9 | 16 | 9 | 61.4 | 61.4 | 441 | 7.1824
2012 | 9 | 16 | 10 | 76.9 | 76.9 | 550 | 7.1521
2012 | 9 | 16 | 11 | 93.3 | 93.3 | 663 | 7.1061
2012 | 9 | 16 | 12 | 71.1 | 71.1 | 508 | 7.1449
2012 | 9 | 16 | 13 | 55.9 | 55.9 | 399 | 7.1377
2012 | 9 | 16 | 14 | 39.6 | 39.6 | 282 | 7.1212
2012 | 9 | 16 | 15 | 32.3 | 32.3 | 229 | 7.0898
2012 | 9 | 16 | 16 | 35.9 | 35.9 | 259 | 7.2145
2012 | 9 | 16 | 17 | 55.8 | 55.8 | 397 | 7.1147
2012 | 9 | 16 | 18 | 75.9 | 75.9 | 539 | 7.1014
2012 | 9 | 16 | 19 | 99.7 | 99.7 | 700 | 7.0211
2012 | 9 | 16 | 20 | 111.1 | 111.1 | 774 | 6.9667
2012 | 9 | 16 | 21 | 104 | 104 | 724 | 6.9615
2012 | 9 | 16 | 22 | 77.2 | 77.2 | 545 | 7.0596
2012 | 9 | 16 | 23 | 58.6 | 58.6 | 418 | 7.1331
2012 | 9 | 16 | 24 | 27 | 27 | 192 | 7.1111
2012 | 9 | 17 | 1 | 14.3 | 14.3 | 100 | 6.993
2012 | 9 | 17 | 2 | 16.3 | 16.3 | 114 | 6.9939
2012 | 9 | 17 | 3 | 31.9 | 31.9 | 229 | 7.1787
2012 | 9 | 17 | 4 | 36.4 | 36.4 | 263 | 7.2253
2012 | 9 | 17 | 5 | 44.1 | 44.1 | 321 | 7.2789
2012 | 9 | 17 | 6 | 61.8 | 61.8 | 444 | 7.1845
2012 | 9 | 17 | 7 | 77.8 | 77.8 | 555 | 7.1337
2012 | 9 | 17 | 8 | 56.2 | 56.2 | 405 | 7.2064
2012 | 9 | 17 | 9 | 78.1 | 78.1 | 566 | 7.2471
2012 | 9 | 17 | 10 | 103.5 | 103.5 | 725 | 7.0048
2012 | 9 | 17 | 11 | 113.8 | 113.8 | 784 | 6.8893
2012 | 9 | 17 | 12 | 116 | 116 | 801 | 6.9052
2012 | 9 | 17 | 13 | 126 | 126 | 925 | 7.3413
2012 | 9 | 17 | 14 | 141.2 | 141.2 | 952 | 6.7422
2012 | 9 | 17 | 15 | 132.1 | 132.1 | 896 | 6.7827
2012 | 9 | 17 | 16 | 120.8 | 120.8 | 827 | 6.846
2012 | 9 | 17 | 17 | 114.3 | 114.3 | 789 | 6.9029
2012 | 9 | 17 | 18 | 109.5 | 109.5 | 757 | 6.9132
2012 | 9 | 17 | 19 | 102.8 | 102.8 | 714 | 6.9455
2012 | 9 | 17 | 20 | 109.9 | 109.9 | 762 | 6.9336
2012 | 9 | 17 | 21 | 105.9 | 105.9 | 735 | 6.9405
2012 | 9 | 17 | 22 | 111.1 | 111.1 | 770 | 6.9307
2012 | 9 | 17 | 23 | 75.9 | 75.9 | 534 | 7.0356
2012 | 9 | 17 | 24 | 68.2 | 68.2 | 487 | 7.1408
2012 | 9 | 18 | 1 | 53.4 | 53.4 | 385 | 7.2097
2012 | 9 | 18 | 2 | 46.6 | 46.6 | 337 | 7.2318
2012 | 9 | 18 | 3 | 38.1 | 38.1 | 280 | 7.3491
2012 | 9 | 18 | 4 | 49.2 | 49.2 | 358 | 7.2764
2012 | 9 | 18 | 5 | 58.1 | 58.1 | 421 | 7.2461
2012 | 9 | 18 | 6 | 50.7 | 50.7 | 368 | 7.2584
2012 | 9 | 18 | 7 | 81.2 | 81.2 | 579 | 7.1305
2012 | 9 | 18 | 8 | 68.4 | 68.4 | 491 | 7.1784
2012 | 9 | 18 | 9 | 91.5 | 91.5 | 649 | 7.0929
2012 | 9 | 18 | 10 | 94.3 | 94.3 | 666 | 7.0626
2012 | 9 | 18 | 11 | 106.7 | 106.7 | 748 | 7.0103
2012 | 9 | 18 | 12 | 125.3 | 125.3 | 865 | 6.9034
2012 | 9 | 18 | 13 | 128.5 | 128.5 | 884 | 6.8794
2012 | 9 | 18 | 14 | 118.9 | 118.9 | 826 | 6.947
2012 | 9 | 18 | 15 | 118.8 | 118.8 | 823 | 6.9276
2012 | 9 | 18 | 16 | 106 | 106 | 735 | 6.934
2012 | 9 | 18 | 17 | 108.5 | 108.5 | 756 | 6.9677
2012 | 9 | 18 | 18 | 103 | 103 | 719 | 6.9806
2012 | 9 | 18 | 19 | 110.4 | 110.4 | 774 | 7.0109
2012 | 9 | 18 | 20 | 127.5 | 127.5 | 878 | 6.8863
2012 | 9 | 18 | 21 | 110.4 | 110.4 | 768 | 6.9565
2012 | 9 | 18 | 22 | 97.3 | 97.3 | 682 | 7.0092
2012 | 9 | 18 | 23 | 66.4 | 66.4 | 478 | 7.1988
2012 | 9 | 18 | 24 | 67.7 | 67.7 | 486 | 7.1787
2012 | 9 | 19 | 1 | 63.6 | 63.6 | 461 | 7.2484
2012 | 9 | 19 | 2 | 62.6 | 62.6 | 454 | 7.2524
2012 | 9 | 19 | 3 | 68.3 | 68.3 | 496 | 7.2621
2012 | 9 | 19 | 4 | 43.6 | 43.6 | 314 | 7.2018
2012 | 9 | 19 | 5 | 20.6 | 20.6 | 149 | 7.233
2012 | 9 | 19 | 6 | 37.1 | 37.1 | 271 | 7.3046
2012 | 9 | 19 | 7 | 73.4 | 73.4 | 523 | 7.1253
2012 | 9 | 19 | 8 | 75 | 75 | 535 | 7.1333
2012 | 9 | 19 | 9 | 97.9 | 97.9 | 696 | 7.1093
2012 | 9 | 19 | 10 | 92.9 | 92.9 | 659 | 7.0936
2012 | 9 | 19 | 11 | 63.3 | 63.3 | 448 | 7.0774
2012 | 9 | 19 | 12 | 49.3 | 49.3 | 354 | 7.1805
2012 | 9 | 19 | 13 | 84.7 | 84.7 | 604 | 7.1311
2012 | 9 | 19 | 14 | 128.8 | 128.8 | 886 | 6.8789
2012 | 9 | 19 | 15 | 139.1 | 139.1 | 938 | 6.7434
2012 | 9 | 19 | 16 | 132.1 | 132.1 | 897 | 6.7903
2012 | 9 | 19 | 17 | 122.3 | 122.3 | 774 | 6.3287
2012 | 9 | 19 | 18 | 100.5 | 100.5 | 701 | 6.9751
2012 | 9 | 19 | 19 | 80.1 | 80.1 | 562 | 7.0162
2012 | 9 | 19 | 20 | 75.1 | 75.1 | 529 | 7.0439
2012 | 9 | 19 | 21 | 60.9 | 60.9 | 428 | 7.0279
2012 | 9 | 19 | 22 | 84 | 84 | 597 | 7.1071
2012 | 9 | 19 | 23 | 71.3 | 71.1 | 510 | 7.173
2012 | 9 | 19 | 24 | 99.7 | 95.4 | 668 | 7.0021
2012 | 9 | 20 | 1 | 55.3 | 55.3 | 392 | 7.0886
2012 | 9 | 20 | 2 | 26.9 | 26.9 | 195 | 7.2491
2012 | 9 | 20 | 3 | 69.2 | 69.2 | 502 | 7.2543
2012 | 9 | 20 | 4 | 65.1 | 65.1 | 471 | 7.235
2012 | 9 | 20 | 5 | 50.4 | 50.4 | 362 | 7.1825
2012 | 9 | 20 | 6 | 25.8 | 25.8 | 189 | 7.3256
2012 | 9 | 20 | 7 | 89.2 | 89.2 | 633 | 7.0964
2012 | 9 | 20 | 8 | 87.8 | 87.8 | 620 | 7.0615
2012 | 9 | 20 | 9 | 106.3 | 106.3 | 748 | 7.0367
2012 | 9 | 20 | 10 | 102.3 | 102.3 | 719 | 7.0283
2012 | 9 | 20 | 11 | 96.9 | 96.9 | 682 | 7.0382
2012 | 9 | 20 | 12 | 95.6 | 95.6 | 667 | 6.977
2012 | 9 | 20 | 13 | 129.1 | 129.1 | 891 | 6.9016
2012 | 9 | 20 | 14 | 134 | 134 | 963 | 7.1866
2012 | 9 | 20 | 15 | 138.2 | 138.2 | 939 | 6.7945
2012 | 9 | 20 | 16 | 117.6 | 117.6 | 815 | 6.9303
2012 | 9 | 20 | 17 | 128 | 128 | 884 | 6.9062
2012 | 9 | 20 | 18 | 118.3 | 118.3 | 819 | 6.9231
2012 | 9 | 20 | 19 | 123.3 | 123.3 | 856 | 6.9424
2012 | 9 | 20 | 20 | 135.7 | 135.7 | 928 | 6.8386
2012 | 9 | 20 | 21 | 127.4 | 127.4 | 875 | 6.8681
2012 | 9 | 20 | 22 | 107.4 | 107.4 | 748 | 6.9646
2012 | 9 | 20 | 23 | 77 | 77 | 546 | 7.0909
2012 | 9 | 20 | 24 | 61.6 | 61.6 | 446 | 7.2403
2012 | 9 | 21 | 1 | 62.8 | 62.8 | 454 | 7.2293
2012 | 9 | 21 | 2 | 67.6 | 67.6 | 488 | 7.2189
2012 | 9 | 21 | 3 | 60.3 | 60.3 | 436 | 7.2305
2012 | 9 | 21 | 4 | 43.9 | 43.9 | 321 | 7.3121
2012 | 9 | 21 | 5 | 28.2 | 28.2 | 206 | 7.305
2012 | 9 | 21 | 6 | 23.1 | 23.1 | 167 | 7.2294
2012 | 9 | 21 | 7 | 53.6 | 53.6 | 388 | 7.2388
2012 | 9 | 21 | 8 | 48.4 | 48.4 | 349 | 7.2107
2012 | 9 | 21 | 9 | 90.6 | 90.6 | 644 | 7.1082
2012 | 9 | 21 | 10 | 108.6 | 108.6 | 761 | 7.0074
2012 | 9 | 21 | 11 | 114.8 | 114.8 | 833 | 7.2561
2012 | 9 | 21 | 12 | 114.3 | 114.3 | 796 | 6.9641
2012 | 9 | 21 | 13 | 111.1 | 111.1 | 774 | 6.9667
2012 | 9 | 21 | 14 | 112.6 | 112.6 | 784 | 6.9627
2012 | 9 | 21 | 15 | 105.3 | 105.3 | 735 | 6.9801
2012 | 9 | 21 | 16 | 118 | 118 | 819 | 6.9407
2012 | 9 | 21 | 17 | 131.8 | 131.8 | 903 | 6.8513
2012 | 9 | 21 | 18 | 126.5 | 126.5 | 868 | 6.8617
2012 | 9 | 21 | 19 | 120.1 | 120.1 | 832 | 6.9276
2012 | 9 | 21 | 20 | 108.7 | 108.7 | 758 | 6.9733
2012 | 9 | 21 | 21 | 93.8 | 93.8 | 659 | 7.0256
2012 | 9 | 21 | 22 | 99.5 | 99.5 | 701 | 7.0452
2012 | 9 | 21 | 23 | 72.7 | 72.7 | 517 | 7.1114
2012 | 9 | 21 | 24 | 66.6 | 66.6 | 478 | 7.1772
2012 | 9 | 22 | 1 | 45.6 | 45.6 | 329 | 7.2149
2012 | 9 | 22 | 2 | 28.7 | 28.7 | 208 | 7.2474
2012 | 9 | 22 | 3 | 16.3 | 16.3 | 115 | 7.0552
2012 | 9 | 22 | 4 | 16.6 | 16.6 | 119 | 7.1687
2012 | 9 | 22 | 5 | 23.8 | 23.8 | 172 | 7.2269
2012 | 9 | 22 | 6 | 27.8 | 27.8 | 201 | 7.2302
2012 | 9 | 22 | 7 | 60.2 | 60.2 | 434 | 7.2093
2012 | 9 | 22 | 8 | 61.2 | 61.2 | 443 | 7.2386
2012 | 9 | 22 | 9 | 78.4 | 78.4 | 566 | 7.2194
2012 | 9 | 22 | 10 | 66.7 | 66.7 | 482 | 7.2264
2012 | 9 | 22 | 11 | 62.7 | 62.7 | 451 | 7.193
2012 | 9 | 22 | 12 | 62.5 | 62.5 | 449 | 7.184
2012 | 9 | 22 | 13 | 90.3 | 90.3 | 642 | 7.1096
2012 | 9 | 22 | 14 | 103.2 | 103.2 | 726 | 7.0349
2012 | 9 | 22 | 15 | 97.7 | 97.7 | 690 | 7.0624
2012 | 9 | 22 | 16 | 100.2 | 100.2 | 708 | 7.0659
2012 | 9 | 22 | 17 | 108.8 | 108.8 | 757 | 6.9577
2012 | 9 | 22 | 18 | 91.4 | 91.4 | 645 | 7.0569
2012 | 9 | 22 | 19 | 83.5 | 83.5 | 596 | 7.1377
2012 | 9 | 22 | 20 | 95.6 | 95.6 | 677 | 7.0816
2012 | 9 | 22 | 21 | 89.6 | 89.6 | 633 | 7.0647
2012 | 9 | 22 | 22 | 82.6 | 82.6 | 591 | 7.155
2012 | 9 | 22 | 23 | 55.8 | 55.8 | 402 | 7.2043
2012 | 9 | 22 | 24 | 54.7 | 54.7 | 396 | 7.2395
2012 | 9 | 23 | 1 | 33.8 | 33.8 | 243 | 7.1893
2012 | 9 | 23 | 2 | 20.4 | 20.4 | 149 | 7.3039
2012 | 9 | 23 | 3 | 22.4 | 22.4 | 163 | 7.2768
2012 | 9 | 23 | 4 | 27.3 | 27.3 | 197 | 7.2161
2012 | 9 | 23 | 5 | 17.9 | 17.9 | 129 | 7.2067
2012 | 9 | 23 | 6 | 36 | 36 | 263 | 7.3056
2012 | 9 | 23 | 7 | 56.6 | 56.6 | 411 | 7.2615
2012 | 9 | 23 | 8 | 50.5 | 50.5 | 367 | 7.2673
2012 | 9 | 23 | 9 | 65 | 65 | 470 | 7.2308
2012 | 9 | 23 | 10 | 85.95 | 85.8 | 545 | 6.352
2012 | 9 | 23 | 11 | 81.4 | 81.4 | 618 | 7.5921
2012 | 9 | 23 | 12 | 78.8 | 78.8 | 562 | 7.132
2012 | 9 | 23 | 13 | 98.2 | 98.2 | 696 | 7.0876
2012 | 9 | 23 | 14 | 80.1 | 80.1 | 569 | 7.1036
2012 | 9 | 23 | 15 | 83.7 | 83.7 | 596 | 7.1207
2012 | 9 | 23 | 16 | 84.5 | 84.5 | 600 | 7.1006
2012 | 9 | 23 | 17 | 89.5 | 89.5 | 632 | 7.0615
2012 | 9 | 23 | 18 | 89.7 | 89.7 | 635 | 7.0792
2012 | 9 | 23 | 19 | 79.9 | 79.9 | 563 | 7.0463
2012 | 9 | 23 | 20 | 56.6 | 56.6 | 406 | 7.1731
2012 | 9 | 23 | 21 | 65.8 | 65.8 | 473 | 7.1884
2012 | 9 | 23 | 22 | 53 | 53 | 379 | 7.1509
2012 | 9 | 23 | 23 | 72 | 72 | 516 | 7.1667
2012 | 9 | 23 | 24 | 86.1 | 86.1 | 617 | 7.1661
2012 | 9 | 24 | 1 | 95.2 | 95.2 | 677 | 7.1113
2012 | 9 | 24 | 2 | 56.1 | 56.1 | 398 | 7.0945
2012 | 9 | 24 | 3 | 40.2 | 40.2 | 291 | 7.2388
2012 | 9 | 24 | 4 | 34.4 | 34.4 | 248 | 7.2093
2012 | 9 | 24 | 5 | 35.9 | 35.9 | 261 | 7.2702
2012 | 9 | 24 | 6 | 39.4 | 39.4 | 285 | 7.2335
2012 | 9 | 24 | 7 | 75.6 | 75.6 | 539 | 7.1296
2012 | 9 | 24 | 8 | 87.7 | 87.7 | 621 | 7.081
2012 | 9 | 24 | 9 | 108.8 | 108.8 | 759 | 6.9761
2012 | 9 | 24 | 10 | 123.9 | 123.9 | 856 | 6.9088
2012 | 9 | 24 | 11 | 129.1 | 129.1 | 883 | 6.8397
2012 | 9 | 24 | 12 | 104.3 | 104.3 | 726 | 6.9607
2012 | 9 | 24 | 13 | 98.6 | 98.6 | 690 | 6.998
2012 | 9 | 24 | 14 | 111.9 | 111.9 | 779 | 6.9616
2012 | 9 | 24 | 15 | 112.3 | 112.3 | 780 | 6.9457
2012 | 9 | 24 | 16 | 114.3 | 114.3 | 795 | 6.9554
2012 | 9 | 24 | 17 | 100.3 | 100.3 | 703 | 7.009
2012 | 9 | 24 | 18 | 95.3 | 95.3 | 667 | 6.999
2012 | 9 | 24 | 19 | 86.8 | 86.8 | 610 | 7.0276
2012 | 9 | 24 | 20 | 103.8 | 103.8 | 729 | 7.0231
2012 | 9 | 24 | 21 | 91.9 | 91.9 | 647 | 7.0403
2012 | 9 | 24 | 22 | 103.1 | 103.1 | 725 | 7.032
2012 | 9 | 24 | 23 | 78 | 78 | 553 | 7.0897
2012 | 9 | 24 | 24 | 73.6 | 73.6 | 528 | 7.1739
2012 | 9 | 25 | 1 | 42.4 | 42.4 | 308 | 7.2642
2012 | 9 | 25 | 2 | 19.3 | 19.3 | 138 | 7.1503
2012 | 9 | 25 | 3 | 16.4 | 16.4 | 118 | 7.1951
2012 | 9 | 25 | 4 | 16.5 | 16.5 | 116 | 7.0303
2012 | 9 | 25 | 5 | 21 | 21 | 153 | 7.2857
2012 | 9 | 25 | 6 | 34.9 | 34.9 | 253 | 7.2493
2012 | 9 | 25 | 7 | 82.9 | 82.9 | 589 | 7.1049
2012 | 9 | 25 | 8 | 95.6 | 95.6 | 673 | 7.0397
2012 | 9 | 25 | 9 | 100.5 | 100.5 | 708 | 7.0448
2012 | 9 | 25 | 10 | 96.3 | 96.3 | 680 | 7.0613
2012 | 9 | 25 | 11 | 83.4 | 83.4 | 588 | 7.0504
2012 | 9 | 25 | 12 | 92 | 92 | 649 | 7.0543
2012 | 9 | 25 | 13 | 95.9 | 95.9 | 673 | 7.0177
2012 | 9 | 25 | 14 | 106.8 | 106.8 | 747 | 6.9944
2012 | 9 | 25 | 15 | 114.8 | 114.8 | 796 | 6.9338
2012 | 9 | 25 | 16 | 112.6 | 112.6 | 780 | 6.9272
2012 | 9 | 25 | 17 | 112 | 112 | 775 | 6.9196
2012 | 9 | 25 | 18 | 98.4 | 98.4 | 685 | 6.9614
2012 | 9 | 25 | 19 | 87.3 | 87.3 | 613 | 7.0218
2012 | 9 | 25 | 20 | 99.5 | 99.5 | 694 | 6.9749
2012 | 9 | 25 | 21 | 96.5 | 96.5 | 671 | 6.9534
2012 | 9 | 25 | 22 | 83.7 | 83.7 | 584 | 6.9773
2012 | 9 | 25 | 23 | 65.3 | 65.3 | 463 | 7.0904
2012 | 9 | 25 | 24 | 48.4 | 48.4 | 347 | 7.1694
2012 | 9 | 26 | 1 | 16.7 | 16.7 | 117 | 7.006
2012 | 9 | 26 | 2 | 16.5 | 16.5 | 117 | 7.0909
2012 | 9 | 26 | 3 | 16.4 | 16.4 | 113 | 6.8902
2012 | 9 | 26 | 4 | 16.5 | 16.5 | 115 | 6.9697
2012 | 9 | 26 | 5 | 17.4 | 17.4 | 121 | 6.954
2012 | 9 | 26 | 6 | 30.4 | 30.4 | 220 | 7.2368
2012 | 9 | 26 | 7 | 67.2 | 67.2 | 474 | 7.0536
2012 | 9 | 26 | 8 | 85.8 | 85.8 | 600 | 6.993
2012 | 9 | 26 | 9 | 111.9 | 111.9 | 777 | 6.9437
2012 | 9 | 26 | 10 | 103.8 | 103.8 | 719 | 6.9268
2012 | 9 | 26 | 11 | 88.4 | 88.4 | 616 | 6.9683
2012 | 9 | 26 | 12 | 72.9 | 72.9 | 510 | 6.9959
2012 | 9 | 26 | 13 | 83.9 | 83.9 | 594 | 7.0799
2012 | 9 | 26 | 14 | 93 | 93 | 654 | 7.0323
2012 | 9 | 26 | 15 | 111.8 | 111.8 | 777 | 6.9499
2012 | 9 | 26 | 16 | 112.4 | 112.4 | 780 | 6.9395
2012 | 9 | 26 | 17 | 115.6 | 115.6 | 797 | 6.8945
2012 | 9 | 26 | 18 | 111 | 111 | 766 | 6.9009
2012 | 9 | 26 | 19 | 105.4 | 105.4 | 730 | 6.926
2012 | 9 | 26 | 20 | 114.7 | 114.7 | 788 | 6.8701
2012 | 9 | 26 | 21 | 108.1 | 108.1 | 748 | 6.9195
2012 | 9 | 26 | 22 | 102.1 | 102.1 | 712 | 6.9736
2012 | 9 | 26 | 23 | 81.6 | 81.6 | 578 | 7.0833
2012 | 9 | 26 | 24 | 61.9 | 61.9 | 440 | 7.1082
2012 | 9 | 27 | 1 | 27 | 27 | 193 | 7.1481
2012 | 9 | 27 | 2 | 16.4 | 16.4 | 116 | 7.0732
2012 | 9 | 27 | 3 | 18.7 | 18.7 | 133 | 7.1123
2012 | 9 | 27 | 4 | 29.6 | 29.6 | 211 | 7.1284
2012 | 9 | 27 | 5 | 44.6 | 44.6 | 319 | 7.1525
2012 | 9 | 27 | 6 | 63.8 | 63.8 | 453 | 7.1003
2012 | 9 | 27 | 7 | 86.1 | 86.1 | 606 | 7.0383
2012 | 9 | 27 | 8 | 85.2 | 85.2 | 601 | 7.054
2012 | 9 | 27 | 9 | 89.8 | 89.8 | 632 | 7.0379
2012 | 9 | 27 | 10 | 85.8 | 85.8 | 604 | 7.0396
2012 | 9 | 27 | 11 | 81.1 | 81.1 | 572 | 7.053
2012 | 9 | 27 | 12 | 86.4 | 86.4 | 608 | 7.037
2012 | 9 | 27 | 13 | 109 | 109 | 759 | 6.9633
2012 | 9 | 27 | 14 | 122.9 | 122.9 | 839 | 6.8267
2012 | 9 | 27 | 15 | 122.3 | 122.3 | 839 | 6.8602
2012 | 9 | 27 | 16 | 109.2 | 109.2 | 755 | 6.9139
2012 | 9 | 27 | 17 | 108.6 | 108.6 | 753 | 6.9337
2012 | 9 | 27 | 18 | 98.9 | 98.9 | 690 | 6.9767
2012 | 9 | 27 | 19 | 99.5 | 99.5 | 700 | 7.0352
2012 | 9 | 27 | 20 | 104.4 | 104.4 | 727 | 6.9636
2012 | 9 | 27 | 21 | 98 | 98 | 682 | 6.9592
2012 | 9 | 27 | 22 | 97.2 | 97.2 | 681 | 7.0062
2012 | 9 | 27 | 23 | 86 | 86 | 609 | 7.0814
2012 | 9 | 27 | 24 | 82.6 | 82.6 | 586 | 7.0944
2012 | 9 | 28 | 1 | 64.2 | 64.2 | 461 | 7.1807
2012 | 9 | 28 | 2 | 52 | 52 | 379 | 7.2885
2012 | 9 | 28 | 3 | 40.3 | 40.3 | 294 | 7.2953
2012 | 9 | 28 | 4 | 38.5 | 38.5 | 264 | 6.8571
2012 | 9 | 28 | 5 | 35.9 | 35.9 | 260 | 7.2423
2012 | 9 | 28 | 6 | 51.5 | 51.5 | 370 | 7.1845
2012 | 9 | 28 | 7 | 80 | 80 | 567 | 7.0875
2012 | 9 | 28 | 8 | 80.6 | 80.6 | 575 | 7.134
2012 | 9 | 28 | 9 | 88.8 | 88.8 | 628 | 7.0721
2012 | 9 | 28 | 10 | 91.2 | 91.2 | 663 | 7.2697
2012 | 9 | 28 | 11 | 90.7 | 90.7 | 636 | 7.0121
2012 | 9 | 28 | 12 | 97.9 | 97.9 | 687 | 7.0174
2012 | 9 | 28 | 13 | 111 | 111 | 776 | 6.991
2012 | 9 | 28 | 14 | 121.3 | 121.3 | 843 | 6.9497
2012 | 9 | 28 | 15 | 113.2 | 113.2 | 793 | 7.0053
2012 | 9 | 28 | 16 | 114.6 | 114.6 | 801 | 6.9895
2012 | 9 | 28 | 17 | 94.4 | 94.4 | 664 | 7.0339
2012 | 9 | 28 | 18 | 77.1 | 77.1 | 541 | 7.0169
2012 | 9 | 28 | 19 | 66.6 | 66.6 | 470 | 7.0571
2012 | 9 | 28 | 20 | 64.1 | 64.1 | 448 | 6.9891
2012 | 9 | 28 | 21 | 63.6 | 63.6 | 445 | 6.9969
2012 | 9 | 28 | 22 | 87.2 | 87.2 | 616 | 7.0642
2012 | 9 | 28 | 23 | 79.3 | 79.3 | 562 | 7.087
2012 | 9 | 28 | 24 | 73.2 | 73.2 | 522 | 7.1311
2012 | 9 | 29 | 1 | 35.6 | 35.6 | 255 | 7.1629
2012 | 9 | 29 | 2 | 24.3 | 24.3 | 174 | 7.1605
2012 | 9 | 29 | 3 | 19.1 | 19.1 | 136 | 7.1204
2012 | 9 | 29 | 4 | 31.4 | 31.4 | 227 | 7.2293
2012 | 9 | 29 | 5 | 25.4 | 25.4 | 181 | 7.126
2012 | 9 | 29 | 6 | 24.3 | 24.3 | 173 | 7.1193
2012 | 9 | 29 | 7 | 46.2 | 46.2 | 332 | 7.1861
2012 | 9 | 29 | 8 | 51.8 | 51.8 | 371 | 7.1622
2012 | 9 | 29 | 9 | 78.2 | 78.2 | 552 | 7.0588
2012 | 9 | 29 | 10 | 77.1 | 77.1 | 543 | 7.0428
2012 | 9 | 29 | 11 | 87.5 | 87.5 | 613 | 7.0057
2012 | 9 | 29 | 12 | 64.5 | 64.5 | 457 | 7.0853
2012 | 9 | 29 | 13 | 66.8 | 66.8 | 475 | 7.1108
2012 | 9 | 29 | 14 | 52.5 | 52.5 | 374 | 7.1238
2012 | 9 | 29 | 15 | 49.7 | 49.7 | 355 | 7.1429
2012 | 9 | 29 | 16 | 40.8 | 40.8 | 295 | 7.2304
2012 | 9 | 29 | 17 | 37.6 | 37.6 | 268 | 7.1277
2012 | 9 | 29 | 18 | 55.4 | 55.4 | 396 | 7.148
2012 | 9 | 29 | 19 | 60.4 | 60.4 | 428 | 7.0861
2012 | 9 | 29 | 20 | 74.6 | 74.6 | 526 | 7.0509
2012 | 9 | 29 | 21 | 71.3 | 71.3 | 506 | 7.0968
2012 | 9 | 29 | 22 | 70.5 | 70.5 | 500 | 7.0922
2012 | 9 | 29 | 23 | 39.1 | 39.1 | 281 | 7.1867
2012 | 9 | 29 | 24 | 36.7 | 36.7 | 264 | 7.1935
2012 | 9 | 30 | 1 | 23.6 | 23.6 | 166 | 7.0339
2012 | 9 | 30 | 2 | 17.8 | 17.8 | 120 | 6.7416
2012 | 9 | 30 | 3 | 27.4 | 27.4 | 195 | 7.1168
2012 | 9 | 30 | 4 | 28.3 | 28.3 | 202 | 7.1378
2012 | 9 | 30 | 5 | 30.9 | 30.9 | 221 | 7.1521
2012 | 9 | 30 | 6 | 27.9 | 27.9 | 200 | 7.1685
2012 | 9 | 30 | 7 | 30.95 | 30.95 | 227 | 7.3344
2012 | 9 | 30 | 8 | 50 | 50 | 357 | 7.14
2012 | 9 | 30 | 9 | 56.3 | 56.3 | 401 | 7.1226
2012 | 9 | 30 | 10 | 55.2 | 55.2 | 394 | 7.1377
2012 | 9 | 30 | 11 | 63.6 | 63.6 | 456 | 7.1698
2012 | 9 | 30 | 12 | 57.9 | 57.9 | 414 | 7.1503
2012 | 9 | 30 | 13 | 51 | 51 | 365 | 7.1569
2012 | 9 | 30 | 14 | 45.2 | 45.2 | 325 | 7.1903
2012 | 9 | 30 | 15 | 52 | 52 | 372 | 7.1538
2012 | 9 | 30 | 16 | 68.8 | 68.8 | 489 | 7.1076
2012 | 9 | 30 | 17 | 75.2 | 75.2 | 535 | 7.1144
2012 | 9 | 30 | 18 | 81.7 | 81.7 | 577 | 7.0624
2012 | 9 | 30 | 19 | 78.6 | 78.6 | 555 | 7.0611
2012 | 9 | 30 | 20 | 74.3 | 74.3 | 525 | 7.0659
2012 | 9 | 30 | 21 | 55.9 | 55.9 | 400 | 7.1556
2012 | 9 | 30 | 22 | 62.4 | 62.4 | 447 | 7.1635
2012 | 9 | 30 | 23 | 64.2 | 64.2 | 454 | 7.0717
2012 | 9 | 30 | 24 | 64 | 64 | 459 | 7.1719
2012 | 10 | 1 | 1 | 53.1 | 53.1 | 381 | 7.1751
2012 | 10 | 1 | 2 | 36.4 | 36.4 | 262 | 7.1978
2012 | 10 | 1 | 3 | 23.8 | 23.8 | 171 | 7.1849
2012 | 10 | 1 | 4 | 27.1 | 27.1 | 197 | 7.2694
2012 | 10 | 1 | 5 | 43 | 43 | 311 | 7.2326
2012 | 10 | 1 | 6 | 41.6 | 41.6 | 298 | 7.1635
2012 | 10 | 1 | 7 | 75.6 | 75.6 | 532 | 7.037
2012 | 10 | 1 | 8 | 82.6 | 82.6 | 581 | 7.0339
2012 | 10 | 1 | 9 | 96.9 | 96.9 | 678 | 6.9969
2012 | 10 | 1 | 10 | 97.1 | 97.1 | 681 | 7.0134
2012 | 10 | 1 | 11 | 90.5 | 90.5 | 634 | 7.0055
2012 | 10 | 1 | 12 | 90.2 | 90.2 | 632 | 7.0067
2012 | 10 | 1 | 13 | 108.3 | 108.3 | 753 | 6.9529
2012 | 10 | 1 | 14 | 112 | 112 | 776 | 6.9286
2012 | 10 | 1 | 15 | 127.4 | 127.4 | 874 | 6.8603
2012 | 10 | 1 | 16 | 128.4 | 128.4 | 875 | 6.8146
2012 | 10 | 1 | 17 | 111.8 | 111.8 | 768 | 6.8694
2012 | 10 | 1 | 18 | 100.3 | 100.3 | 693 | 6.9093
2012 | 10 | 1 | 19 | 70.6 | 70.6 | 497 | 7.0397
2012 | 10 | 1 | 20 | 79.3 | 79.3 | 563 | 7.0996
2012 | 10 | 1 | 21 | 54.1 | 54.1 | 385 | 7.1165
2012 | 10 | 1 | 22 | 38.2 | 38.2 | 269 | 7.0419
2012 | 10 | 1 | 23 | 27.1 | 27.1 | 197 | 7.2694
2012 | 10 | 1 | 24 | 33 | 33 | 239 | 7.2424
2012 | 10 | 2 | 1 | 28.1 | 28.1 | 200 | 7.1174
2012 | 10 | 2 | 2 | 46.8 | 46.8 | 340 | 7.265
2012 | 10 | 2 | 3 | 17.5 | 17.5 | 123 | 7.0286
2012 | 10 | 2 | 4 | 62 | 62 | 448 | 7.2258
2012 | 10 | 2 | 5 | 27.6 | 27.6 | 198 | 7.1739
2012 | 10 | 2 | 6 | 47.6 | 47.6 | 346 | 7.2689
2012 | 10 | 2 | 7 | 77.4 | 77.4 | 550 | 7.1059
2012 | 10 | 2 | 8 | 67.5 | 67.5 | 483 | 7.1556
2012 | 10 | 2 | 9 | 87.9 | 87.9 | 623 | 7.0876
2012 | 10 | 2 | 10 | 79.9 | 79.9 | 567 | 7.0964
2012 | 10 | 2 | 11 | 64.9 | 64.9 | 460 | 7.0878
2012 | 10 | 2 | 12 | 59 | 59 | 424 | 7.1864
2012 | 10 | 2 | 13 | 75.4 | 75.4 | 539 | 7.1485
2012 | 10 | 2 | 14 | 78 | 78 | 554 | 7.1026
2012 | 10 | 2 | 15 | 89.5 | 89.5 | 637 | 7.1173
2012 | 10 | 2 | 16 | 88.4 | 88.4 | 628 | 7.1041
2012 | 10 | 2 | 17 | 88.5 | 88.5 | 630 | 7.1186
2012 | 10 | 2 | 18 | 88.7 | 88.7 | 626 | 7.0575
2012 | 10 | 2 | 19 | 87.2 | 87.2 | 612 | 7.0183
2012 | 10 | 2 | 20 | 75.8 | 75.8 | 536 | 7.0712
2012 | 10 | 2 | 21 | 67.1 | 67.1 | 477 | 7.1088
2012 | 10 | 2 | 22 | 54.7 | 54.7 | 391 | 7.1481
2012 | 10 | 2 | 23 | 42 | 42 | 305 | 7.2619
2012 | 10 | 2 | 24 | 41.3 | 41.3 | 297 | 7.1913
2012 | 10 | 3 | 1 | 39.1 | 39.1 | 283 | 7.2379
2012 | 10 | 3 | 2 | 23.8 | 23.8 | 166 | 6.9748
2012 | 10 | 3 | 3 | 41.2 | 41.2 | 298 | 7.233
2012 | 10 | 3 | 4 | 44.1 | 44.1 | 320 | 7.2562
2012 | 10 | 3 | 5 | 48.8 | 48.8 | 353 | 7.2336
2012 | 10 | 3 | 6 | 47.8 | 47.8 | 346 | 7.2385
2012 | 10 | 3 | 7 | 89.7 | 89.7 | 628 | 7.0011
2012 | 10 | 3 | 8 | 89.8 | 89.8 | 624 | 6.9488
2012 | 10 | 3 | 9 | 107.2 | 107.2 | 746 | 6.959
2012 | 10 | 3 | 10 | 97.9 | 97.9 | 684 | 6.9867
2012 | 10 | 3 | 11 | 78.3 | 78.3 | 551 | 7.037
2012 | 10 | 3 | 12 | 63.9 | 63.9 | 454 | 7.1049
2012 | 10 | 3 | 13 | 53.7 | 53.7 | 385 | 7.1695
2012 | 10 | 3 | 14 | 61.3 | 61.3 | 440 | 7.1778
2012 | 10 | 3 | 15 | 72.6 | 72.6 | 516 | 7.1074
2012 | 10 | 3 | 16 | 88.5 | 88.5 | 628 | 7.096
2012 | 10 | 3 | 17 | 90.3 | 90.3 | 636 | 7.0432
2012 | 10 | 3 | 18 | 84.7 | 84.7 | 600 | 7.0838
2012 | 10 | 3 | 19 | 81.6 | 81.6 | 576 | 7.0588
2012 | 10 | 3 | 20 | 79.4 | 79.4 | 560 | 7.0529
2012 | 10 | 3 | 21 | 74.2 | 74.2 | 523 | 7.0485
2012 | 10 | 3 | 22 | 70.3 | 70.3 | 499 | 7.0982
2012 | 10 | 3 | 23 | 55.4 | 55.4 | 401 | 7.2383
2012 | 10 | 3 | 24 | 49.6 | 49.6 | 357 | 7.1976
2012 | 10 | 4 | 1 | 21 | 21 | 145 | 6.9048
2012 | 10 | 4 | 2 | 27 | 27 | 195 | 7.2222
2012 | 10 | 4 | 3 | 37.4 | 37.4 | 272 | 7.2727
2012 | 10 | 4 | 4 | 40.1 | 40.1 | 289 | 7.207
2012 | 10 | 4 | 5 | 52.6 | 52.6 | 381 | 7.2433
2012 | 10 | 4 | 6 | 51.4 | 51.4 | 367 | 7.1401
2012 | 10 | 4 | 7 | 76.4 | 76.4 | 544 | 7.1204
2012 | 10 | 4 | 8 | 97.3 | 97.3 | 680 | 6.9887
2012 | 10 | 4 | 9 | 93.4 | 93.4 | 655 | 7.0128
2012 | 10 | 4 | 10 | 96.7 | 96.7 | 676 | 6.9907
2012 | 10 | 4 | 11 | 72.8 | 72.8 | 513 | 7.0467
2012 | 10 | 4 | 12 | 85.6 | 85.6 | 604 | 7.0561
2012 | 10 | 4 | 13 | 90.7 | 90.7 | 639 | 7.0452
2012 | 10 | 4 | 14 | 82.3 | 82.3 | 579 | 7.0352
2012 | 10 | 4 | 15 | 76.2 | 76.2 | 540 | 7.0866
2012 | 10 | 4 | 16 | 70.5 | 70.5 | 505 | 7.1631
2012 | 10 | 4 | 17 | 71.9 | 71.9 | 513 | 7.1349
2012 | 10 | 4 | 18 | 74.5 | 74.5 | 528 | 7.0872
2012 | 10 | 4 | 19 | 79.6 | 79.6 | 559 | 7.0226
2012 | 10 | 4 | 20 | 93 | 93 | 649 | 6.9785
2012 | 10 | 4 | 21 | 95.9 | 95.9 | 672 | 7.0073
2012 | 10 | 4 | 22 | 94.2 | 94.2 | 662 | 7.0276
2012 | 10 | 4 | 23 | 68.1 | 68.1 | 483 | 7.0925
2012 | 10 | 4 | 24 | 41.8 | 41.8 | 303 | 7.2488
2012 | 10 | 5 | 1 | 18 | 18 | 118 | 6.5556
2012 | 10 | 5 | 2 | 17.8 | 17.8 | 118 | 6.6292
2012 | 10 | 5 | 3 | 17.6 | 17.6 | 119 | 6.7614
2012 | 10 | 5 | 4 | 21.9 | 21.9 | 153 | 6.9863
2012 | 10 | 5 | 5 | 22.8 | 22.8 | 156 | 6.8421
2012 | 10 | 5 | 6 | 55 | 55 | 393 | 7.1455
2012 | 10 | 5 | 7 | 115.6 | 115.6 | 794 | 6.8685
2012 | 10 | 5 | 8 | 132.4 | 132.4 | 897 | 6.7749
2012 | 10 | 5 | 9 | 132 | 132 | 896 | 6.7879
2012 | 10 | 5 | 10 | 119 | 119 | 814 | 6.8403
2012 | 10 | 5 | 11 | 96.4 | 96.4 | 670 | 6.9502
2012 | 10 | 5 | 12 | 81.4 | 81.4 | 570 | 7.0025
2012 | 10 | 5 | 13 | 76.8 | 76.8 | 537 | 6.9922
2012 | 10 | 5 | 14 | 82.4 | 82.4 | 579 | 7.0267
2012 | 10 | 5 | 15 | 96.3 | 96.3 | 673 | 6.9886
2012 | 10 | 5 | 16 | 91.4 | 91.4 | 637 | 6.9694
2012 | 10 | 5 | 17 | 69.3 | 69.3 | 488 | 7.0418
2012 | 10 | 5 | 18 | 42.7 | 42.7 | 306 | 7.1663
2012 | 10 | 5 | 19 | 48.3 | 48.3 | 342 | 7.0807
2012 | 10 | 5 | 20 | 39.4 | 39.4 | 281 | 7.132
2012 | 10 | 5 | 21 | 66.4 | 66.4 | 477 | 7.1837
2012 | 10 | 5 | 22 | 73.4 | 73.4 | 525 | 7.1526
2012 | 10 | 5 | 23 | 40 | 40 | 283 | 7.075
2012 | 10 | 5 | 24 | 22.3 | 22.3 | 156 | 6.9955
2012 | 10 | 6 | 1 | 18.9 | 18.9 | 128 | 6.7725
2012 | 10 | 6 | 2 | 23.6 | 23.6 | 166 | 7.0339
2012 | 10 | 6 | 3 | 27.2 | 27.2 | 193 | 7.0956
2012 | 10 | 6 | 4 | 50.4 | 50.4 | 366 | 7.2619
2012 | 10 | 6 | 5 | 34.6 | 34.6 | 249 | 7.1965
2012 | 10 | 6 | 6 | 44.7 | 44.7 | 326 | 7.2931
2012 | 10 | 6 | 7 | 65.6 | 65.6 | 466 | 7.1037
2012 | 10 | 6 | 8 | 61 | 61 | 435 | 7.1311
2012 | 10 | 6 | 9 | 94.5 | 94.5 | 669 | 7.0794
2012 | 10 | 6 | 10 | 92 | 92 | 651 | 7.0761
2012 | 10 | 6 | 11 | 84.5 | 84.5 | 597 | 7.0651
2012 | 10 | 6 | 12 | 59.7 | 59.7 | 424 | 7.1022
2012 | 10 | 6 | 13 | 51.7 | 51.7 | 370 | 7.1567
2012 | 10 | 6 | 14 | 55.8 | 55.8 | 402 | 7.2043
2012 | 10 | 6 | 15 | 68.9 | 68.9 | 492 | 7.1408
2012 | 10 | 6 | 16 | 71.6 | 71.6 | 510 | 7.1229
2012 | 10 | 6 | 17 | 61.9 | 61.9 | 445 | 7.189
2012 | 10 | 6 | 18 | 62.9 | 62.9 | 451 | 7.1701
2012 | 10 | 6 | 19 | 53.4 | 53.4 | 384 | 7.191
2012 | 10 | 6 | 20 | 57.4 | 57.4 | 411 | 7.1603
2012 | 10 | 6 | 21 | 61.3 | 61.3 | 440 | 7.1778
2012 | 10 | 6 | 22 | 58.9 | 58.9 | 423 | 7.1817
2012 | 10 | 6 | 23 | 49 | 49 | 355 | 7.2449
2012 | 10 | 6 | 24 | 38 | 38 | 275 | 7.2368
2012 | 10 | 7 | 1 | 21.5 | 21.5 | 150 | 6.9767
2012 | 10 | 7 | 2 | 17.8 | 17.8 | 118 | 6.6292
2012 | 10 | 7 | 3 | 25 | 25 | 178 | 7.12
2012 | 10 | 7 | 4 | 18.6 | 18.6 | 125 | 6.7204
2012 | 10 | 7 | 5 | 18 | 18 | 121 | 6.7222
2012 | 10 | 7 | 6 | 21.1 | 21.1 | 145 | 6.872
2012 | 10 | 7 | 7 | 46.2 | 46.2 | 334 | 7.2294
2012 | 10 | 7 | 8 | 46.2 | 46.2 | 333 | 7.2078
2012 | 10 | 7 | 9 | 85.3 | 85.3 | 610 | 7.1512
2012 | 10 | 7 | 10 | 87.8 | 87.8 | 617 | 7.0273
2012 | 10 | 7 | 11 | 65.8 | 65.8 | 470 | 7.1429
2012 | 10 | 7 | 12 | 60.8 | 60.8 | 438 | 7.2039
2012 | 10 | 7 | 13 | 59 | 59 | 424 | 7.1864
2012 | 10 | 7 | 14 | 56.4 | 56.4 | 403 | 7.1454
2012 | 10 | 7 | 15 | 56.1 | 56.1 | 405 | 7.2193
2012 | 10 | 7 | 16 | 78.8 | 78.8 | 564 | 7.1574
2012 | 10 | 7 | 17 | 81.4 | 81.4 | 576 | 7.0762
2012 | 10 | 7 | 18 | 85.6 | 85.6 | 609 | 7.1145
2012 | 10 | 7 | 19 | 78.7 | 78.7 | 562 | 7.141
2012 | 10 | 7 | 20 | 83.2 | 83.2 | 589 | 7.0793
2012 | 10 | 7 | 21 | 56.6 | 56.6 | 403 | 7.1201
2012 | 10 | 7 | 22 | 54.8 | 54.8 | 396 | 7.2263
2012 | 10 | 7 | 23 | 53.7 | 53.7 | 379 | 7.0577
2012 | 10 | 7 | 24 | 33.8 | 33.8 | 242 | 7.1598
2012 | 10 | 8 | 1 | 37.8 | 37.8 | 278 | 7.3545
2012 | 10 | 8 | 2 | 25.1 | 25.1 | 172 | 6.8526
2012 | 10 | 8 | 3 | 20 | 20 | 139 | 6.95
2012 | 10 | 8 | 4 | 20.4 | 20.4 | 140 | 6.8627
2012 | 10 | 8 | 5 | 41.2 | 41.2 | 299 | 7.2573
2012 | 10 | 8 | 6 | 56.2 | 56.2 | 405 | 7.2064
2012 | 10 | 8 | 7 | 103.5 | 103.5 | 719 | 6.9469
2012 | 10 | 8 | 8 | 107.8 | 107.8 | 747 | 6.9295
2012 | 10 | 8 | 9 | 102.6 | 102.6 | 722 | 7.037
2012 | 10 | 8 | 10 | 100.3 | 100.3 | 702 | 6.999
2012 | 10 | 8 | 11 | 88.1 | 88.1 | 617 | 7.0034
2012 | 10 | 8 | 12 | 76.1 | 76.1 | 531 | 6.9777
2012 | 10 | 8 | 13 | 69 | 69 | 489 | 7.087
2012 | 10 | 8 | 14 | 93.2 | 93.2 | 660 | 7.0815
2012 | 10 | 8 | 15 | 98.7 | 98.7 | 692 | 7.0111
2012 | 10 | 8 | 16 | 95.5 | 95.5 | 673 | 7.0471
2012 | 10 | 8 | 17 | 86.7 | 86.7 | 614 | 7.0819
2012 | 10 | 8 | 18 | 86 | 86 | 607 | 7.0581
2012 | 10 | 8 | 19 | 84.5 | 84.5 | 592 | 7.0059
2012 | 10 | 8 | 20 | 91.8 | 91.8 | 642 | 6.9935
2012 | 10 | 8 | 21 | 96.8 | 96.8 | 683 | 7.0558
2012 | 10 | 8 | 22 | 85.5 | 85.5 | 605 | 7.076
2012 | 10 | 8 | 23 | 42.8 | 42.8 | 300 | 7.0093
2012 | 10 | 8 | 24 | 27.5 | 27.5 | 193 | 7.0182
2012 | 10 | 9 | 1 | 17.1 | 17.1 | 117 | 6.8421
2012 | 10 | 9 | 2 | 17.3 | 17.3 | 118 | 6.8208
2012 | 10 | 9 | 3 | 18.9 | 18.9 | 132 | 6.9841
2012 | 10 | 9 | 4 | 28.7 | 28.7 | 205 | 7.1429
2012 | 10 | 9 | 5 | 33 | 33 | 237 | 7.1818
2012 | 10 | 9 | 6 | 57 | 57 | 413 | 7.2456
2012 | 10 | 9 | 7 | 89.7 | 89.7 | 624 | 6.9565
2012 | 10 | 9 | 8 | 71.2 | 71.2 | 506 | 7.1067
2012 | 10 | 9 | 9 | 94.7 | 94.7 | 661 | 6.9799
2012 | 10 | 9 | 10 | 99.3 | 99.3 | 688 | 6.9285
2012 | 10 | 9 | 11 | 84.3 | 84.3 | 592 | 7.0225
2012 | 10 | 9 | 12 | 79.7 | 79.7 | 566 | 7.1016
2012 | 10 | 9 | 13 | 81.2 | 81.2 | 575 | 7.0813
2012 | 10 | 9 | 14 | 83.7 | 83.7 | 590 | 7.049
2012 | 10 | 9 | 15 | 86.3 | 86.3 | 610 | 7.0684
2012 | 10 | 9 | 16 | 76.8 | 76.8 | 555 | 7.2266
2012 | 10 | 9 | 17 | 83.4 | 83.4 | 593 | 7.1103
2012 | 10 | 9 | 18 | 96.5 | 96.5 | 671 | 6.9534
2012 | 10 | 9 | 19 | 110.1 | 110.1 | 751 | 6.8211
2012 | 10 | 9 | 20 | 112.3 | 112.3 | 771 | 6.8655
2012 | 10 | 9 | 21 | 100.2 | 100.2 | 700 | 6.986
2012 | 10 | 9 | 22 | 85.3 | 85.3 | 603 | 7.0692
2012 | 10 | 9 | 23 | 45.3 | 45.3 | 323 | 7.1302
2012 | 10 | 9 | 24 | 29.2 | 29.2 | 213 | 7.2945
2012 | 10 | 10 | 1 | 18.3 | 18.3 | 131 | 7.1585
2012 | 10 | 10 | 2 | 25.5 | 25.5 | 182 | 7.1373
2012 | 10 | 10 | 3 | 18.1 | 18.1 | 129 | 7.1271
2012 | 10 | 10 | 4 | 16.4 | 16.4 | 118 | 7.1951
2012 | 10 | 10 | 5 | 17.6 | 17.6 | 125 | 7.1023
2012 | 10 | 10 | 6 | 42.3 | 42.3 | 307 | 7.2577
2012 | 10 | 10 | 7 | 77.5 | 77.5 | 539 | 6.9548
2012 | 10 | 10 | 8 | 85 | 85 | 592 | 6.9647
2012 | 10 | 10 | 9 | 113.3 | 113.3 | 780 | 6.8844
2012 | 10 | 10 | 10 | 117.5 | 117.5 | 804 | 6.8426
2012 | 10 | 10 | 11 | 84.6 | 84.6 | 586 | 6.9267
2012 | 10 | 10 | 12 | 80.4 | 80.4 | 564 | 7.0149
2012 | 10 | 10 | 13 | 80 | 80 | 565 | 7.0625
2012 | 10 | 10 | 14 | 87.1 | 87.1 | 609 | 6.992
2012 | 10 | 10 | 15 | 77.2 | 77.2 | 543 | 7.0337
2012 | 10 | 10 | 16 | 67.8 | 67.8 | 483 | 7.1239
2012 | 10 | 10 | 17 | 59 | 59 | 418 | 7.0847
2012 | 10 | 10 | 18 | 58.4 | 58.4 | 415 | 7.1062
2012 | 10 | 10 | 19 | 67.3 | 67.3 | 479 | 7.1174
2012 | 10 | 10 | 20 | 78 | 78 | 552 | 7.0769
2012 | 10 | 10 | 21 | 83.8 | 83.8 | 591 | 7.0525
2012 | 10 | 10 | 22 | 73 | 73 | 516 | 7.0685
2012 | 10 | 10 | 23 | 35.9 | 35.9 | 259 | 7.2145
2012 | 10 | 10 | 24 | 40.4 | 40.4 | 294 | 7.2772
2012 | 10 | 11 | 1 | 22.5 | 22.5 | 160 | 7.1111
2012 | 10 | 11 | 2 | 20.1 | 20.1 | 144 | 7.1642
2012 | 10 | 11 | 3 | 39.2 | 39.2 | 283 | 7.2194
2012 | 10 | 11 | 4 | 18.1 | 18.1 | 128 | 7.0718
2012 | 10 | 11 | 5 | 21.8 | 21.8 | 155 | 7.1101
2012 | 10 | 11 | 6 | 49.1 | 49.1 | 348 | 7.0876
2012 | 10 | 11 | 7 | 80.2 | 80.2 | 549 | 6.8454
2012 | 10 | 11 | 8 | 74 | 74 | 513 | 6.9324
2012 | 10 | 11 | 9 | 75 | 75 | 525 | 7
2012 | 10 | 11 | 10 | 128.3 | 128.3 | 877 | 6.8355
2012 | 10 | 11 | 11 | 136.5 | 136.5 | 910 | 6.6667
2012 | 10 | 11 | 12 | 84.1 | 84.1 | 572 | 6.8014
2012 | 10 | 11 | 13 | 73.9 | 73.9 | 516 | 6.9824
2012 | 10 | 11 | 14 | 73.9 | 73.9 | 516 | 6.9824
2012 | 10 | 11 | 15 | 86.9 | 86.9 | 613 | 7.0541
2012 | 10 | 11 | 16 | 111.6 | 111.6 | 772 | 6.9176
2012 | 10 | 11 | 17 | 105.2 | 105.2 | 730 | 6.9392
2012 | 10 | 11 | 18 | 71.6 | 71.6 | 502 | 7.0112
2012 | 10 | 11 | 19 | 65.8 | 65.8 | 465 | 7.0669
2012 | 10 | 11 | 20 | 79.3 | 79.3 | 558 | 7.0366
2012 | 10 | 11 | 21 | 86.2 | 86.2 | 607 | 7.0418
2012 | 10 | 11 | 22 | 95 | 95 | 667 | 7.0211
2012 | 10 | 11 | 23 | 46.5 | 46.5 | 331 | 7.1183
2012 | 10 | 11 | 24 | 42.9 | 42.9 | 310 | 7.2261
2012 | 10 | 12 | 1 | 33.5 | 33.5 | 242 | 7.2239
2012 | 10 | 12 | 2 | 25.6 | 25.6 | 183 | 7.1484
2012 | 10 | 12 | 3 | 35.2 | 35.2 | 255 | 7.2443
2012 | 10 | 12 | 4 | 26.9 | 26.9 | 192 | 7.1375
2012 | 10 | 12 | 5 | 26.2 | 26.2 | 178 | 6.7939
2012 | 10 | 12 | 6 | 47.3 | 47.3 | 340 | 7.1882
2012 | 10 | 12 | 7 | 70.2 | 70.2 | 498 | 7.094
2012 | 10 | 12 | 8 | 64.5 | 64.5 | 457 | 7.0853
2012 | 10 | 12 | 9 | 78.3 | 78.3 | 556 | 7.1009
2012 | 10 | 12 | 10 | 75.3 | 75.3 | 533 | 7.0784
2012 | 10 | 12 | 11 | 69.4 | 69.4 | 491 | 7.0749
2012 | 10 | 12 | 12 | 67.5 | 67.5 | 479 | 7.0963
2012 | 10 | 12 | 13 | 85.8 | 85.8 | 603 | 7.028
2012 | 10 | 12 | 14 | 67.4 | 67.4 | 480 | 7.1217
2012 | 10 | 12 | 15 | 71.4 | 71.4 | 506 | 7.0868
2012 | 10 | 12 | 16 | 41.6 | 41.6 | 299 | 7.1875
2012 | 10 | 12 | 17 | 42.5 | 42.5 | 282 | 6.6353
2012 | 10 | 12 | 18 | 37.6 | 37.6 | 243 | 6.4628
2012 | 10 | 12 | 19 | 49 | 49 | 351 | 7.1633
2012 | 10 | 12 | 20 | 34.6 | 34.6 | 249 | 7.1965
2012 | 10 | 12 | 21 | 36.3 | 36.3 | 264 | 7.2727
2012 | 10 | 12 | 22 | 36.2 | 36.2 | 261 | 7.2099
2012 | 10 | 12 | 23 | 13.8 | 13.8 | 98 | 7.1014
2012 | 10 | 12 | 24 | 36.6 | 36.6 | 261 | 7.1311
2012 | 10 | 13 | 1 | 23.5 | 23.5 | 170 | 7.234
2012 | 10 | 13 | 2 | 40 | 40 | 287 | 7.175
2012 | 10 | 13 | 3 | 16.3 | 16.3 | 113 | 6.9325
2012 | 10 | 13 | 4 | 25.3 | 25.3 | 181 | 7.1542
2012 | 10 | 13 | 5 | 14.7 | 14.7 | 105 | 7.1429
2012 | 10 | 13 | 6 | 19.7 | 19.7 | 139 | 7.0558
2012 | 10 | 13 | 7 | 37.8 | 37.8 | 272 | 7.1958
2012 | 10 | 13 | 8 | 40.1 | 40.1 | 286 | 7.1322
2012 | 10 | 13 | 9 | 88.1 | 88.1 | 622 | 7.0602
2012 | 10 | 13 | 10 | 85.4 | 85.4 | 604 | 7.0726
2012 | 10 | 13 | 11 | 73 | 73 | 517 | 7.0822
2012 | 10 | 13 | 12 | 36.3 | 36.3 | 257 | 7.0799
2012 | 10 | 13 | 13 | 26.5 | 26.5 | 191 | 7.2075
2012 | 10 | 13 | 14 | 40.5 | 40.5 | 291 | 7.1852
2012 | 10 | 13 | 15 | 59 | 59 | 423 | 7.1695
2012 | 10 | 13 | 16 | 53.8 | 53.8 | 388 | 7.2119
2012 | 10 | 13 | 17 | 68.6 | 68.6 | 491 | 7.1574
2012 | 10 | 13 | 18 | 80.2 | 80.2 | 568 | 7.0823
2012 | 10 | 13 | 19 | 68.3 | 68.3 | 487 | 7.1303
2012 | 10 | 13 | 20 | 66.4 | 66.4 | 476 | 7.1687
2012 | 10 | 13 | 21 | 62.7 | 62.7 | 449 | 7.1611
2012 | 10 | 13 | 22 | 62 | 62 | 445 | 7.1774
2012 | 10 | 13 | 23 | 48 | 48 | 341 | 7.1042
2012 | 10 | 13 | 24 | 32 | 32 | 228 | 7.125
2012 | 10 | 14 | 1 | 36 | 36 | 258 | 7.1667
2012 | 10 | 14 | 2 | 29.4 | 29.4 | 208 | 7.0748
2012 | 10 | 14 | 3 | 26.7 | 26.7 | 191 | 7.1536
2012 | 10 | 14 | 4 | 15.3 | 15.3 | 109 | 7.1242
2012 | 10 | 14 | 5 | 26.7 | 26.7 | 189 | 7.0787
2012 | 10 | 14 | 6 | 18.9 | 18.9 | 134 | 7.0899
2012 | 10 | 14 | 7 | 48.4 | 48.4 | 348 | 7.1901
2012 | 10 | 14 | 8 | 37.8 | 37.8 | 269 | 7.1164
2012 | 10 | 14 | 9 | 36.9 | 36.9 | 267 | 7.2358
2012 | 10 | 14 | 10 | 42.5 | 42.5 | 307 | 7.2235
2012 | 10 | 14 | 11 | 48.4 | 48.4 | 350 | 7.2314
2012 | 10 | 14 | 12 | 38 | 38 | 270 | 7.1053
2012 | 10 | 14 | 13 | 30.4 | 30.4 | 218 | 7.1711
2012 | 10 | 14 | 15 | 45 | 45 | 324 | 7.2
2012 | 10 | 14 | 16 | 35.4 | 35.4 | 252 | 7.1186
2012 | 10 | 14 | 17 | 46.3 | 46.3 | 332 | 7.1706
2012 | 10 | 14 | 18 | 69.6 | 69.6 | 490 | 7.0402
2012 | 10 | 14 | 19 | 59.1 | 59.1 | 416 | 7.0389
2012 | 10 | 14 | 20 | 47 | 47 | 336 | 7.1489
2012 | 10 | 14 | 21 | 53 | 53 | 380 | 7.1698
2012 | 10 | 14 | 22 | 45.3 | 45.3 | 320 | 7.064
2012 | 10 | 14 | 23 | 30.9 | 30.9 | 220 | 7.1197
2012 | 10 | 14 | 24 | 44.9 | 44.9 | 321 | 7.1492
2012 | 10 | 15 | 1 | 22 | 22 | 158 | 7.1818
2012 | 10 | 15 | 2 | 20.3 | 20.3 | 145 | 7.1429
2012 | 10 | 15 | 3 | 33 | 33 | 237 | 7.1818
2012 | 10 | 15 | 4 | 50 | 50 | 360 | 7.2
2012 | 10 | 15 | 5 | 44.1 | 44.1 | 313 | 7.0975
2012 | 10 | 15 | 6 | 31.4 | 31.4 | 227 | 7.2293
2012 | 10 | 15 | 7 | 62.7 | 62.7 | 441 | 7.0335
2012 | 10 | 15 | 8 | 68 | 68 | 483 | 7.1029
2012 | 10 | 15 | 9 | 94.4 | 94.4 | 657 | 6.9597
2012 | 10 | 15 | 10 | 85.5 | 85.5 | 540 | 6.3158
2012 | 10 | 15 | 11 | 75.4 | 75.4 | 535 | 7.0955
2012 | 10 | 15 | 12 | 70.2 | 70.2 | 498 | 7.094
2012 | 10 | 15 | 13 | 70.4 | 70.4 | 501 | 7.1165
2012 | 10 | 15 | 14 | 67.1 | 67.1 | 475 | 7.079
2012 | 10 | 15 | 15 | 46.9 | 46.9 | 336 | 7.1642
2012 | 10 | 15 | 16 | 68.4 | 68.4 | 491 | 7.1784
2012 | 10 | 15 | 17 | 87.7 | 87.7 | 618 | 7.0468
2012 | 10 | 15 | 18 | 102.1 | 102.1 | 710 | 6.954
2012 | 10 | 15 | 19 | 102.5 | 102.5 | 712 | 6.9463
2012 | 10 | 15 | 20 | 81.6 | 81.6 | 575 | 7.0466
2012 | 10 | 15 | 21 | 50 | 50 | 356 | 7.12
2012 | 10 | 15 | 22 | 53.1 | 53.1 | 382 | 7.194
2012 | 10 | 15 | 23 | 43.6 | 43.6 | 313 | 7.1789
2012 | 10 | 15 | 24 | 41.7 | 41.7 | 298 | 7.1463
2012 | 10 | 16 | 1 | 39.7 | 39.7 | 286 | 7.204
2012 | 10 | 16 | 2 | 21.6 | 21.6 | 155 | 7.1759
2012 | 10 | 16 | 3 | 31.8 | 31.8 | 230 | 7.2327
2012 | 10 | 16 | 4 | 22.6 | 22.6 | 164 | 7.2566
2012 | 10 | 16 | 5 | 19.4 | 19.4 | 138 | 7.1134
2012 | 10 | 16 | 6 | 29.7 | 29.7 | 213 | 7.1717
2012 | 10 | 16 | 7 | 51.4 | 51.4 | 365 | 7.1012
2012 | 10 | 16 | 8 | 28.9 | 28.9 | 206 | 7.128
2012 | 10 | 16 | 9 | 34.7 | 34.7 | 251 | 7.2334
2012 | 10 | 16 | 10 | 59.3 | 59.3 | 425 | 7.1669
2012 | 10 | 16 | 11 | 39.9 | 39.9 | 285 | 7.1429
2012 | 10 | 16 | 12 | 29.4 | 29.4 | 213 | 7.2449
2012 | 10 | 16 | 13 | 39.3 | 39.3 | 285 | 7.2519
2012 | 10 | 16 | 14 | 39 | 39 | 285 | 7.3077
2012 | 10 | 16 | 15 | 41.4 | 41.4 | 304 | 7.343
2012 | 10 | 16 | 16 | 37.2 | 37.2 | 272 | 7.3118
2012 | 10 | 16 | 17 | 27.2 | 27.2 | 194 | 7.1324
2012 | 10 | 16 | 18 | 27.6 | 27.6 | 199 | 7.2101
2012 | 10 | 16 | 19 | 66.2 | 66.2 | 471 | 7.1148
2012 | 10 | 16 | 20 | 80.2 | 80.2 | 556 | 6.9327
2012 | 10 | 16 | 21 | 57.6 | 57.6 | 406 | 7.0486
2012 | 10 | 16 | 22 | 53.8 | 53.8 | 386 | 7.1747
2012 | 10 | 16 | 23 | 45.9 | 45.9 | 329 | 7.1678
2012 | 10 | 16 | 24 | 42 | 42 | 307 | 7.3095
2012 | 10 | 17 | 1 | 31.9 | 31.9 | 226 | 7.0846
2012 | 10 | 17 | 2 | 20.5 | 20.5 | 148 | 7.2195
2012 | 10 | 17 | 3 | 15 | 15 | 105 | 7
2012 | 10 | 17 | 4 | 15.9 | 15.9 | 112 | 7.044
2012 | 10 | 17 | 5 | 13.5 | 13.5 | 93 | 6.8889
2012 | 10 | 17 | 6 | 14 | 14 | 98 | 7
2012 | 10 | 17 | 7 | 39.4 | 39.4 | 279 | 7.0812
2012 | 10 | 17 | 8 | 50.3 | 50.3 | 357 | 7.0974
2012 | 10 | 17 | 9 | 86.6 | 86.6 | 598 | 6.9053
2012 | 10 | 17 | 10 | 109 | 109 | 755 | 6.9266
2012 | 10 | 17 | 11 | 101.4 | 101.4 | 701 | 6.9132
2012 | 10 | 17 | 12 | 72.3 | 72.3 | 506 | 6.9986
2012 | 10 | 17 | 14 | 17.5 | 17.5 | 125 | 7.1429
2012 | 10 | 17 | 16 | 75.9 | 75.9 | 539 | 7.1014
2012 | 10 | 17 | 17 | 87.5 | 87.5 | 615 | 7.0286
2012 | 10 | 17 | 18 | 62.6 | 62.6 | 441 | 7.0447
2012 | 10 | 17 | 19 | 84.6 | 84.6 | 588 | 6.9504
2012 | 10 | 17 | 20 | 50.3 | 50.3 | 354 | 7.0378
2012 | 10 | 17 | 21 | 43.3 | 43.3 | 307 | 7.0901
2012 | 10 | 17 | 22 | 42 | 42 | 297 | 7.0714
2012 | 10 | 17 | 23 | 39 | 39 | 276 | 7.0769
2012 | 10 | 17 | 24 | 34.8 | 34.8 | 250 | 7.1839
2012 | 10 | 18 | 1 | 35.3 | 35.3 | 253 | 7.1671
2012 | 10 | 18 | 2 | 29.2 | 29.2 | 207 | 7.089
2012 | 10 | 18 | 3 | 30.8 | 30.8 | 220 | 7.1429
2012 | 10 | 18 | 4 | 30.5 | 30.5 | 216 | 7.082
2012 | 10 | 18 | 5 | 35.6 | 35.6 | 250 | 7.0225
2012 | 10 | 18 | 6 | 33.8 | 33.8 | 236 | 6.9822
2012 | 10 | 18 | 7 | 58.9 | 58.9 | 416 | 7.0628
2012 | 10 | 18 | 8 | 71.1 | 71.1 | 500 | 7.0323
2012 | 10 | 18 | 9 | 95.3 | 95.3 | 659 | 6.915
2012 | 10 | 18 | 10 | 78 | 78 | 507 | 6.5
2012 | 10 | 18 | 11 | 66.6 | 66.6 | 433 | 6.5015
2012 | 10 | 18 | 12 | 50.6 | 50.6 | 324 | 6.4032
2012 | 10 | 18 | 13 | 68.2 | 68.2 | 483 | 7.0821
2012 | 10 | 18 | 14 | 102.2 | 102.2 | 709 | 6.9374
2012 | 10 | 18 | 15 | 68.5 | 68.5 | 488 | 7.1241
2012 | 10 | 18 | 16 | 72.3 | 72.3 | 512 | 7.0816
2012 | 10 | 18 | 17 | 59.5 | 59.5 | 420 | 7.0588
2012 | 10 | 18 | 18 | 86.7 | 86.7 | 607 | 7.0012
2012 | 10 | 18 | 19 | 128.3 | 128.3 | 860 | 6.703
2012 | 10 | 18 | 20 | 88.2 | 88.2 | 607 | 6.8821
2012 | 10 | 18 | 21 | 41.1 | 41.1 | 283 | 6.8856
2012 | 10 | 18 | 22 | 36.3 | 36.3 | 258 | 7.1074
2012 | 10 | 18 | 23 | 38.3 | 38.3 | 275 | 7.1802
2012 | 10 | 18 | 24 | 31.5 | 31.5 | 226 | 7.1746
2012 | 10 | 19 | 1 | 23.4 | 23.4 | 169 | 7.2222
2012 | 10 | 19 | 2 | 18.3 | 18.3 | 130 | 7.1038
2012 | 10 | 19 | 3 | 21.5 | 21.5 | 155 | 7.2093
2012 | 10 | 19 | 4 | 21.5 | 21.5 | 154 | 7.1628
2012 | 10 | 19 | 5 | 21.3 | 21.3 | 153 | 7.1831
2012 | 10 | 19 | 6 | 32.9 | 32.9 | 233 | 7.0821
2012 | 10 | 19 | 7 | 69.3 | 69.3 | 488 | 7.0418
2012 | 10 | 19 | 8 | 68 | 68 | 483 | 7.1029
2012 | 10 | 19 | 9 | 65.5 | 65.5 | 473 | 7.2214
2012 | 10 | 19 | 10 | 71 | 71 | 511 | 7.1972
2012 | 10 | 19 | 11 | 34.8 | 34.8 | 235 | 6.7529
2012 | 10 | 19 | 12 | 17.8 | 17.8 | 123 | 6.9101
2012 | 10 | 19 | 13 | 32.6 | 32.6 | 235 | 7.2086
2012 | 10 | 19 | 14 | 58.8 | 58.8 | 420 | 7.1429
2012 | 10 | 19 | 15 | 30.3 | 30.3 | 215 | 7.0957
2012 | 10 | 19 | 16 | 24.7 | 24.7 | 178 | 7.2065
2012 | 10 | 19 | 17 | 52.2 | 52.2 | 374 | 7.1648
2012 | 10 | 19 | 18 | 50.5 | 50.5 | 363 | 7.1881
2012 | 10 | 19 | 19 | 28.4 | 28.4 | 203 | 7.1479
2012 | 10 | 19 | 20 | 50.5 | 50.5 | 364 | 7.2079
2012 | 10 | 19 | 21 | 36.8 | 36.8 | 263 | 7.1467
2012 | 10 | 19 | 22 | 46.8 | 46.8 | 339 | 7.2436
2012 | 10 | 19 | 23 | 36.8 | 36.8 | 266 | 7.2283
2012 | 10 | 19 | 24 | 19.1 | 19.1 | 136 | 7.1204
2012 | 10 | 20 | 1 | 30 | 30 | 214 | 7.1333
2012 | 10 | 20 | 2 | 21 | 21 | 149 | 7.0952
2012 | 10 | 20 | 3 | 20.2 | 20.2 | 144 | 7.1287
2012 | 10 | 20 | 4 | 20.8 | 20.8 | 150 | 7.2115
2012 | 10 | 20 | 5 | 19.1 | 19.1 | 136 | 7.1204
2012 | 10 | 20 | 6 | 28 | 28 | 198 | 7.0714
2012 | 10 | 20 | 7 | 34.6 | 34.6 | 249 | 7.1965
2012 | 10 | 20 | 8 | 28.3 | 28.3 | 204 | 7.2085
2012 | 10 | 20 | 9 | 19.8 | 19.8 | 141 | 7.1212
2012 | 10 | 20 | 10 | 32.3 | 32.3 | 232 | 7.1827
2012 | 10 | 20 | 11 | 27.3 | 27.3 | 196 | 7.1795
2012 | 10 | 20 | 12 | 23.2 | 23.2 | 167 | 7.1983
2012 | 10 | 20 | 13 | 29.6 | 29.6 | 215 | 7.2635
2012 | 10 | 20 | 14 | 16.7 | 16.7 | 119 | 7.1257
2012 | 10 | 20 | 15 | 18.9 | 18.9 | 134 | 7.0899
2012 | 10 | 20 | 16 | 38.1 | 38.1 | 275 | 7.2178
2012 | 10 | 20 | 17 | 61.9 | 61.9 | 445 | 7.189
2012 | 10 | 20 | 18 | 51.1 | 51.1 | 369 | 7.2211
2012 | 10 | 20 | 19 | 92.3 | 92.3 | 647 | 7.0098
2012 | 10 | 20 | 20 | 80.6 | 80.6 | 570 | 7.072
2012 | 10 | 20 | 21 | 102.9 | 102.9 | 725 | 7.0457
2012 | 10 | 20 | 22 | 99.5 | 99.5 | 696 | 6.995
2012 | 10 | 20 | 23 | 43.6 | 43.6 | 311 | 7.133
2012 | 10 | 20 | 24 | 25.9 | 25.9 | 189 | 7.2973
2012 | 10 | 21 | 1 | 36.9 | 36.9 | 266 | 7.2087
2012 | 10 | 21 | 2 | 24.2 | 24.2 | 172 | 7.1074
2012 | 10 | 21 | 3 | 55.8 | 55.8 | 404 | 7.2401
2012 | 10 | 21 | 4 | 57.3 | 57.3 | 416 | 7.26
2012 | 10 | 21 | 5 | 37.7 | 37.7 | 273 | 7.2414
2012 | 10 | 21 | 6 | 36.1 | 36.1 | 260 | 7.2022
2012 | 10 | 21 | 7 | 65.5 | 65.5 | 471 | 7.1908
2012 | 10 | 21 | 8 | 44 | 44 | 317 | 7.2045
2012 | 10 | 21 | 9 | 62.4 | 62.4 | 451 | 7.2276
2012 | 10 | 21 | 10 | 56.5 | 56.5 | 406 | 7.1858
2012 | 10 | 21 | 11 | 76.4 | 76.4 | 545 | 7.1335
2012 | 10 | 21 | 12 | 90.2 | 83.4 | 596 | 7.1463
2012 | 10 | 21 | 13 | 103 | 87.2 | 610 | 6.9954
2012 | 10 | 21 | 14 | 40 | 40 | 285 | 7.125
2012 | 10 | 21 | 15 | 44.5 | 44.5 | 325 | 7.3034
2012 | 10 | 21 | 16 | 106.1 | 106.1 | 747 | 7.0405
2012 | 10 | 21 | 17 | 88.1 | 88.1 | 624 | 7.0829
2012 | 10 | 21 | 18 | 61.1 | 61.1 | 434 | 7.1031
2012 | 10 | 21 | 19 | 68.1 | 68.1 | 485 | 7.1219
2012 | 10 | 21 | 20 | 40.8 | 40.8 | 291 | 7.1324
2012 | 10 | 21 | 21 | 55.5 | 55.5 | 401 | 7.2252
2012 | 10 | 21 | 22 | 54 | 54 | 387 | 7.1667
2012 | 10 | 21 | 23 | 86.5 | 86.5 | 613 | 7.0867
2012 | 10 | 21 | 24 | 61.6 | 61.6 | 443 | 7.1916
2012 | 10 | 22 | 1 | 94.8 | 94.8 | 676 | 7.1308
2012 | 10 | 22 | 2 | 73.8 | 73.8 | 520 | 7.0461
2012 | 10 | 22 | 3 | 47 | 47 | 336 | 7.1489
2012 | 10 | 22 | 4 | 67.3 | 67.3 | 486 | 7.2214
2012 | 10 | 22 | 5 | 62.4 | 62.4 | 447 | 7.1635
2012 | 10 | 22 | 6 | 56.5 | 56.5 | 404 | 7.1504
2012 | 10 | 22 | 7 | 101 | 101 | 689 | 6.8218
2012 | 10 | 22 | 8 | 99.8 | 99.8 | 685 | 6.8637
2012 | 10 | 22 | 9 | 57.2 | 57.2 | 404 | 7.0629
2012 | 10 | 22 | 10 | 95.6 | 95.6 | 673 | 7.0397
2012 | 10 | 22 | 11 | 95.9 | 95.9 | 667 | 6.9552
2012 | 10 | 22 | 12 | 84.3 | 84.3 | 596 | 7.07
2012 | 10 | 22 | 13 | 97.8 | 97.8 | 688 | 7.0348
2012 | 10 | 22 | 14 | 96.1 | 96.1 | 676 | 7.0343
2012 | 10 | 22 | 15 | 121.4 | 121.4 | 825 | 6.7957
2012 | 10 | 22 | 16 | 109.2 | 109.2 | 756 | 6.9231
2012 | 10 | 22 | 17 | 122.6 | 122.6 | 836 | 6.8189
2012 | 10 | 22 | 18 | 109.4 | 109.4 | 757 | 6.9196
2012 | 10 | 22 | 19 | 93.2 | 93.2 | 654 | 7.0172
2012 | 10 | 22 | 20 | 81.5 | 81.5 | 580 | 7.1166
2012 | 10 | 22 | 21 | 95.3 | 95.3 | 669 | 7.0199
2012 | 10 | 22 | 22 | 100.6 | 100.6 | 708 | 7.0378
2012 | 10 | 22 | 23 | 110.7 | 110.7 | 767 | 6.9286
2012 | 10 | 22 | 24 | 91.7 | 91.7 | 649 | 7.0774
2012 | 10 | 23 | 1 | 70.5 | 70.5 | 503 | 7.1348
2012 | 10 | 23 | 2 | 50.3 | 50.3 | 361 | 7.1769
2012 | 10 | 23 | 3 | 47.8 | 47.8 | 346 | 7.2385
2012 | 10 | 23 | 4 | 27.9 | 27.9 | 200 | 7.1685
2012 | 10 | 23 | 5 | 64.3 | 64.3 | 459 | 7.1384
2012 | 10 | 23 | 6 | 82.6 | 82.6 | 587 | 7.1065
2012 | 10 | 23 | 7 | 86.8 | 86.8 | 610 | 7.0276
2012 | 10 | 23 | 8 | 84.5 | 84.5 | 598 | 7.0769
2012 | 10 | 23 | 9 | 90.9 | 90.9 | 647 | 7.1177
2012 | 10 | 23 | 10 | 101 | 101 | 705 | 6.9802
2012 | 10 | 23 | 11 | 106.1 | 106.1 | 734 | 6.918
2012 | 10 | 23 | 12 | 111.4 | 111.4 | 764 | 6.8582
2012 | 10 | 23 | 13 | 111.5 | 111.5 | 765 | 6.861
2012 | 10 | 23 | 14 | 110 | 110 | 755 | 6.8636
2012 | 10 | 23 | 15 | 127.7 | 127.7 | 869 | 6.805
2012 | 10 | 23 | 16 | 132.6 | 132.6 | 889 | 6.7044
2012 | 10 | 23 | 17 | 125.2 | 125.2 | 847 | 6.7652
2012 | 10 | 23 | 18 | 112.4 | 112.4 | 775 | 6.895
2012 | 10 | 23 | 19 | 114.1 | 114.1 | 776 | 6.8011
2012 | 10 | 23 | 20 | 80.9 | 80.9 | 572 | 7.0705
2012 | 10 | 23 | 21 | 100.8 | 100.8 | 707 | 7.0139
2012 | 10 | 23 | 22 | 105.3 | 105.3 | 733 | 6.9611
2012 | 10 | 23 | 23 | 94.9 | 94.9 | 666 | 7.0179
2012 | 10 | 23 | 24 | 75.4 | 75.4 | 539 | 7.1485
2012 | 10 | 24 | 1 | 41.9 | 41.9 | 299 | 7.136
2012 | 10 | 24 | 2 | 81.7 | 81.7 | 582 | 7.1236
2012 | 10 | 24 | 3 | 76.3 | 76.3 | 540 | 7.0773
2012 | 10 | 24 | 4 | 95 | 95 | 667 | 7.0211
2012 | 10 | 24 | 5 | 82.4 | 82.4 | 579 | 7.0267
2012 | 10 | 24 | 6 | 88.2 | 88.2 | 614 | 6.9615
2012 | 10 | 24 | 7 | 116.5 | 116.5 | 779 | 6.6867
2012 | 10 | 24 | 8 | 95.4 | 95.4 | 656 | 6.8763
2012 | 10 | 24 | 9 | 109.6 | 109.6 | 746 | 6.8066
2012 | 10 | 24 | 10 | 124.5 | 124.5 | 837 | 6.7229
2012 | 10 | 24 | 11 | 120.2 | 120.2 | 812 | 6.7554
2012 | 10 | 24 | 12 | 119.5 | 119.5 | 813 | 6.8033
2012 | 10 | 24 | 13 | 115.7 | 115.7 | 787 | 6.8021
2012 | 10 | 24 | 14 | 100.3 | 100.3 | 697 | 6.9492
2012 | 10 | 24 | 15 | 93.9 | 93.9 | 655 | 6.9755
2012 | 10 | 24 | 16 | 89.4 | 89.4 | 630 | 7.047
2012 | 10 | 24 | 17 | 103.3 | 103.3 | 719 | 6.9603
2012 | 10 | 24 | 18 | 91.7 | 91.7 | 641 | 6.9902
2012 | 10 | 24 | 19 | 99 | 99 | 690 | 6.9697
2012 | 10 | 24 | 20 | 80.5 | 80.5 | 565 | 7.0186
2012 | 10 | 24 | 21 | 72.2 | 72.2 | 511 | 7.0776
2012 | 10 | 24 | 22 | 64.8 | 64.8 | 464 | 7.1605
2012 | 10 | 24 | 23 | 63.3 | 63.3 | 455 | 7.188
2012 | 10 | 24 | 24 | 61.2 | 61.2 | 442 | 7.2222
2012 | 10 | 25 | 1 | 61.5 | 61.5 | 444 | 7.2195
2012 | 10 | 25 | 2 | 52.7 | 52.7 | 378 | 7.1727
2012 | 10 | 25 | 3 | 45.3 | 45.3 | 325 | 7.1744
2012 | 10 | 25 | 4 | 41 | 41 | 291 | 7.0976
2012 | 10 | 25 | 5 | 55.2 | 55.2 | 396 | 7.1739
2012 | 10 | 25 | 6 | 68.3 | 68.3 | 484 | 7.0864
2012 | 10 | 25 | 7 | 68.9 | 68.9 | 494 | 7.1698
2012 | 10 | 25 | 8 | 96.2 | 96.2 | 682 | 7.0894
2012 | 10 | 25 | 9 | 107 | 107 | 747 | 6.9813
2012 | 10 | 25 | 10 | 91.7 | 91.7 | 636 | 6.9357
2012 | 10 | 25 | 11 | 74.7 | 74.7 | 523 | 7.0013
2012 | 10 | 25 | 12 | 102.9 | 74.1 | 516 | 6.9636
2012 | 10 | 25 | 13 | 124.2 | 78.4 | 525 | 6.6964
2012 | 10 | 25 | 14 | 106.8 | 93.5 | 639 | 6.8342
2012 | 10 | 25 | 15 | 108.8 | 108.8 | 751 | 6.9026
2012 | 10 | 25 | 16 | 112.5 | 112.5 | 779 | 6.9244
2012 | 10 | 25 | 17 | 114.9 | 114.9 | 794 | 6.9104
2012 | 10 | 25 | 18 | 111.3 | 111.3 | 770 | 6.9182
2012 | 10 | 25 | 19 | 101.8 | 101.8 | 713 | 7.0039
2012 | 10 | 25 | 20 | 109.1 | 109.1 | 758 | 6.9478
2012 | 10 | 25 | 21 | 87.6 | 87.6 | 615 | 7.0205
2012 | 10 | 25 | 22 | 89.6 | 89.6 | 634 | 7.0759
2012 | 10 | 25 | 23 | 84.4 | 84.4 | 602 | 7.1327
2012 | 10 | 25 | 24 | 89.7 | 89.7 | 638 | 7.1126
2012 | 10 | 26 | 1 | 51.3 | 51.3 | 368 | 7.1735
2012 | 10 | 26 | 2 | 30.9 | 30.9 | 222 | 7.1845
2012 | 10 | 26 | 3 | 18.7 | 18.7 | 131 | 7.0053
2012 | 10 | 26 | 4 | 22.4 | 22.4 | 160 | 7.1429
2012 | 10 | 26 | 5 | 29 | 29 | 207 | 7.1379
2012 | 10 | 26 | 6 | 64.6 | 64.6 | 463 | 7.1672
2012 | 10 | 26 | 7 | 66.2 | 66.2 | 470 | 7.0997
2012 | 10 | 26 | 8 | 85.6 | 85.6 | 605 | 7.0678
2012 | 10 | 26 | 9 | 99.9 | 99.9 | 706 | 7.0671
2012 | 10 | 26 | 10 | 130 | 130 | 890 | 6.8462
2012 | 10 | 26 | 11 | 107.5 | 107.5 | 747 | 6.9488
2012 | 10 | 26 | 12 | 131.2 | 131.2 | 896 | 6.8293
2012 | 10 | 26 | 13 | 141.2 | 141.2 | 952 | 6.7422
2012 | 10 | 26 | 14 | 147.6 | 147.6 | 980 | 6.6396
2012 | 10 | 26 | 15 | 132.5 | 132.5 | 903 | 6.8151
2012 | 10 | 26 | 16 | 148.9 | 148.9 | 986 | 6.6219
2012 | 10 | 26 | 17 | 131.6 | 131.6 | 888 | 6.7477
2012 | 10 | 26 | 18 | 119.7 | 119.7 | 817 | 6.8254
2012 | 10 | 26 | 19 | 96.1 | 96.1 | 673 | 7.0031
2012 | 10 | 26 | 20 | 122.7 | 122.7 | 846 | 6.8949
2012 | 10 | 26 | 21 | 107.1 | 107.1 | 744 | 6.9468
2012 | 10 | 26 | 22 | 94.8 | 94.8 | 664 | 7.0042
2012 | 10 | 26 | 23 | 93.8 | 93.8 | 662 | 7.0576
2012 | 10 | 26 | 24 | 62.1 | 62.1 | 448 | 7.2142
2012 | 10 | 27 | 1 | 63.8 | 63.8 | 462 | 7.2414
2012 | 10 | 27 | 2 | 34 | 34 | 242 | 7.1176
2012 | 10 | 27 | 3 | 16.6 | 16.6 | 118 | 7.1084
2012 | 10 | 27 | 4 | 20.2 | 20.2 | 147 | 7.2772
2012 | 10 | 27 | 5 | 18.2 | 18.2 | 131 | 7.1978
2012 | 10 | 27 | 6 | 41 | 41 | 295 | 7.1951
2012 | 10 | 27 | 7 | 49.6 | 49.6 | 356 | 7.1774
2012 | 10 | 27 | 8 | 90 | 90 | 638 | 7.0889
2012 | 10 | 27 | 9 | 97.8 | 97.8 | 687 | 7.0245
2012 | 10 | 27 | 10 | 107.9 | 107.9 | 751 | 6.9601
2012 | 10 | 27 | 11 | 100.7 | 100.7 | 699 | 6.9414
2012 | 10 | 27 | 12 | 80.5 | 80.5 | 567 | 7.0435
2012 | 10 | 27 | 13 | 99.6 | 99.6 | 702 | 7.0482
2012 | 10 | 27 | 14 | 110.8 | 110.8 | 767 | 6.9224
2012 | 10 | 27 | 15 | 103.2 | 103.2 | 718 | 6.9574
2012 | 10 | 27 | 16 | 100.8 | 100.8 | 702 | 6.9643
2012 | 10 | 27 | 17 | 103 | 103 | 718 | 6.9709
2012 | 10 | 27 | 18 | 104.4 | 104.4 | 728 | 6.9732
2012 | 10 | 27 | 19 | 97 | 97 | 682 | 7.0309
2012 | 10 | 27 | 20 | 97.1 | 97.1 | 684 | 7.0443
2012 | 10 | 27 | 21 | 88 | 88 | 618 | 7.0227
2012 | 10 | 27 | 22 | 75.3 | 75.3 | 536 | 7.1182
2012 | 10 | 27 | 23 | 76.6 | 76.6 | 550 | 7.1802
2012 | 10 | 27 | 24 | 66.7 | 66.7 | 479 | 7.1814
2012 | 10 | 28 | 1 | 25 | 25 | 178 | 7.12
2012 | 10 | 28 | 2 | 16.8 | 16.8 | 121 | 7.2024
2012 | 10 | 28 | 3 | 44.1 | 44.1 | 321 | 7.2789
2012 | 10 | 28 | 4 | 38.4 | 38.4 | 280 | 7.2917
2012 | 10 | 28 | 5 | 24.2 | 24.2 | 174 | 7.1901
2012 | 10 | 28 | 6 | 38.7 | 38.7 | 280 | 7.2351
2012 | 10 | 28 | 7 | 42 | 42 | 306 | 7.2857
2012 | 10 | 28 | 8 | 75.9 | 75.9 | 546 | 7.1937
2012 | 10 | 28 | 9 | 66.5 | 66.5 | 471 | 7.0827
2012 | 10 | 28 | 10 | 53.8 | 53.8 | 385 | 7.1561
2012 | 10 | 28 | 11 | 75.3 | 75.3 | 542 | 7.1979
2012 | 10 | 28 | 12 | 84.3 | 84.3 | 598 | 7.0937
2012 | 10 | 28 | 13 | 87.2 | 87.2 | 615 | 7.0528
2012 | 10 | 28 | 14 | 50.2 | 50.2 | 357 | 7.1116
2012 | 10 | 28 | 15 | 40.7 | 40.7 | 295 | 7.2482
2012 | 10 | 28 | 16 | 63.3 | 63.3 | 455 | 7.188
2012 | 10 | 28 | 17 | 75.7 | 75.7 | 536 | 7.0806
2012 | 10 | 28 | 18 | 78.7 | 78.7 | 553 | 7.0267
2012 | 10 | 28 | 19 | 69 | 69 | 491 | 7.1159
2012 | 10 | 28 | 20 | 88.6 | 88.6 | 628 | 7.088
2012 | 10 | 28 | 21 | 79.5 | 79.5 | 559 | 7.0314
2012 | 10 | 28 | 22 | 81.4 | 81.4 | 571 | 7.0147
2012 | 10 | 28 | 23 | 56.1 | 56.1 | 401 | 7.148
2012 | 10 | 28 | 24 | 35.3 | 35.3 | 254 | 7.1955
2012 | 10 | 29 | 1 | 16.7 | 16.7 | 119 | 7.1257
2012 | 10 | 29 | 2 | 16.5 | 16.5 | 119 | 7.2121
2012 | 10 | 29 | 3 | 17.9 | 17.9 | 128 | 7.1508
2012 | 10 | 29 | 4 | 36 | 36 | 258 | 7.1667
2012 | 10 | 29 | 5 | 28.3 | 28.3 | 202 | 7.1378
2012 | 10 | 29 | 6 | 60.6 | 60.6 | 432 | 7.1287
2012 | 10 | 29 | 7 | 75.3 | 75.3 | 529 | 7.0252
2012 | 10 | 29 | 8 | 48.5 | 48.5 | 345 | 7.1134
2012 | 10 | 29 | 9 | 58.5 | 58.5 | 421 | 7.1966
2012 | 10 | 29 | 10 | 69.9 | 69.9 | 499 | 7.1388
2012 | 10 | 29 | 11 | 81.1 | 81.1 | 570 | 7.0284
2012 | 10 | 29 | 12 | 66 | 66 | 472 | 7.1515
2012 | 10 | 29 | 13 | 69.4 | 69.4 | 498 | 7.1758
2012 | 10 | 29 | 14 | 67.9 | 67.9 | 486 | 7.1576
2012 | 10 | 29 | 15 | 52.5 | 52.5 | 374 | 7.1238
2012 | 10 | 29 | 16 | 60.5 | 60.5 | 434 | 7.1736
2012 | 10 | 29 | 17 | 90.1 | 90.1 | 638 | 7.081
2012 | 10 | 29 | 18 | 106.1 | 106.1 | 735 | 6.9274
2012 | 10 | 29 | 19 | 92.6 | 92.6 | 648 | 6.9978
2012 | 10 | 29 | 20 | 92.8 | 92.8 | 655 | 7.0582
2012 | 10 | 29 | 21 | 96.8 | 96.8 | 681 | 7.0351
2012 | 10 | 29 | 22 | 89.7 | 89.7 | 624 | 6.9565
2012 | 10 | 29 | 23 | 68.3 | 68.3 | 484 | 7.0864
2012 | 10 | 29 | 24 | 62.6 | 62.6 | 451 | 7.2045
2012 | 10 | 30 | 1 | 21.8 | 21.8 | 154 | 7.0642
2012 | 10 | 30 | 2 | 17.8 | 17.8 | 129 | 7.2472
2012 | 10 | 30 | 3 | 17.5 | 17.5 | 126 | 7.2
2012 | 10 | 30 | 4 | 25.1 | 25.1 | 180 | 7.1713
2012 | 10 | 30 | 5 | 18.1 | 18.1 | 128 | 7.0718
2012 | 10 | 30 | 6 | 50.6 | 50.6 | 361 | 7.1344
2012 | 10 | 30 | 7 | 75 | 75 | 526 | 7.0133
2012 | 10 | 30 | 8 | 90.8 | 90.8 | 636 | 7.0044
2012 | 10 | 30 | 9 | 100.9 | 100.9 | 706 | 6.997
2012 | 10 | 30 | 10 | 93.9 | 93.9 | 659 | 7.0181
2012 | 10 | 30 | 11 | 84 | 84 | 591 | 7.0357
2012 | 10 | 30 | 12 | 71.7 | 71.7 | 506 | 7.0572
2012 | 10 | 30 | 13 | 78.6 | 78.6 | 559 | 7.112
2012 | 10 | 30 | 14 | 81.6 | 81.6 | 578 | 7.0833
2012 | 10 | 30 | 15 | 91.5 | 91.5 | 642 | 7.0164
2012 | 10 | 30 | 16 | 82.4 | 82.4 | 578 | 7.0146
2012 | 10 | 30 | 17 | 86.8 | 86.8 | 610 | 7.0276
2012 | 10 | 30 | 18 | 101.8 | 101.8 | 708 | 6.9548
2012 | 10 | 30 | 19 | 79.4 | 79.4 | 559 | 7.0403
2012 | 10 | 30 | 20 | 82.4 | 82.4 | 583 | 7.0752
2012 | 10 | 30 | 21 | 72 | 72 | 508 | 7.0556
2012 | 10 | 30 | 22 | 59.6 | 59.6 | 428 | 7.1812
2012 | 10 | 30 | 23 | 79.1 | 79.1 | 568 | 7.1808
2012 | 10 | 30 | 24 | 79.1 | 79.1 | 565 | 7.1429
2012 | 10 | 31 | 1 | 67.7 | 67.7 | 405 | 5.9823
2012 | 10 | 31 | 2 | 17.5 | 17.5 | 123 | 7.0286
2012 | 10 | 31 | 3 | 20.2 | 20.2 | 145 | 7.1782
2012 | 10 | 31 | 4 | 20.3 | 20.3 | 146 | 7.1921
2012 | 10 | 31 | 5 | 39.9 | 39.9 | 287 | 7.193
2012 | 10 | 31 | 6 | 57 | 57 | 406 | 7.1228
2012 | 10 | 31 | 7 | 83.1 | 83.1 | 586 | 7.0517
2012 | 10 | 31 | 8 | 95.6 | 95.6 | 667 | 6.977
2012 | 10 | 31 | 9 | 82.3 | 82.3 | 579 | 7.0352
2012 | 10 | 31 | 10 | 88.8 | 88.8 | 627 | 7.0608
2012 | 10 | 31 | 11 | 88.1 | 88.1 | 622 | 7.0602
2012 | 10 | 31 | 12 | 89.7 | 89.7 | 632 | 7.0457
2012 | 10 | 31 | 13 | 88.9 | 88.9 | 629 | 7.0754
2012 | 10 | 31 | 14 | 99.5 | 99.5 | 698 | 7.0151
2012 | 10 | 31 | 15 | 100.2 | 100.2 | 702 | 7.006
2012 | 10 | 31 | 16 | 86.5 | 86.5 | 613 | 7.0867
2012 | 10 | 31 | 17 | 80 | 80 | 568 | 7.1
2012 | 10 | 31 | 18 | 80 | 80 | 570 | 7.125
2012 | 10 | 31 | 19 | 80.6 | 80.6 | 569 | 7.0596
2012 | 10 | 31 | 20 | 74.1 | 74.1 | 528 | 7.1255
2012 | 10 | 31 | 21 | 108.3 | 108.3 | 758 | 6.9991
2012 | 10 | 31 | 22 | 115.5 | 115.5 | 784 | 6.7879
2012 | 10 | 31 | 23 | 101.6 | 101.6 | 700 | 6.8898
2012 | 10 | 31 | 24 | 94.7 | 94.7 | 665 | 7.0222
2012 | 11 | 1 | 1 | 89.8 | 89.8 | 628 | 6.9933
2012 | 11 | 1 | 2 | 29.1 | 29.1 | 208 | 7.1478
2012 | 11 | 1 | 3 | 25.6 | 25.6 | 160 | 6.25
2012 | 11 | 1 | 4 | 22.2 | 22.2 | 160 | 7.2072
2012 | 11 | 1 | 5 | 38.1 | 38.1 | 270 | 7.0866
2012 | 11 | 1 | 6 | 59.5 | 59.5 | 422 | 7.0924
2012 | 11 | 1 | 7 | 57.9 | 57.9 | 412 | 7.1157
2012 | 11 | 1 | 8 | 102.1 | 102.1 | 711 | 6.9638
2012 | 11 | 1 | 9 | 63.8 | 63.8 | 451 | 7.069
2012 | 11 | 1 | 10 | 88.5 | 88.5 | 614 | 6.9379
2012 | 11 | 1 | 11 | 90.3 | 90.3 | 622 | 6.8882
2012 | 11 | 1 | 12 | 95.3 | 95.3 | 669 | 7.0199
2012 | 11 | 1 | 13 | 83.1 | 83.1 | 586 | 7.0517
2012 | 11 | 1 | 14 | 74.5 | 74.5 | 531 | 7.1275
2012 | 11 | 1 | 15 | 82.2 | 82.2 | 582 | 7.0803
2012 | 11 | 1 | 16 | 85.8 | 85.8 | 609 | 7.0979
2012 | 11 | 1 | 17 | 97.2 | 97.2 | 682 | 7.0165
2012 | 11 | 1 | 18 | 83.2 | 83.2 | 584 | 7.0192
2012 | 11 | 1 | 19 | 80.9 | 80.9 | 571 | 7.0581
2012 | 11 | 1 | 20 | 64.2 | 64.2 | 458 | 7.134
2012 | 11 | 1 | 21 | 64.8 | 64.8 | 466 | 7.1914
2012 | 11 | 1 | 22 | 53.6 | 53.6 | 386 | 7.2015
2012 | 11 | 1 | 23 | 50.4 | 50.4 | 366 | 7.2619
2012 | 11 | 1 | 24 | 58.3 | 58.3 | 423 | 7.2556
2012 | 11 | 2 | 1 | 61.8 | 61.8 | 446 | 7.2168
2012 | 11 | 2 | 2 | 49.3 | 49.3 | 355 | 7.2008
2012 | 11 | 2 | 3 | 43 | 43 | 315 | 7.3256
2012 | 11 | 2 | 4 | 44.7 | 44.7 | 328 | 7.3378
2012 | 11 | 2 | 5 | 71.1 | 71.1 | 499 | 7.0183
2012 | 11 | 2 | 6 | 56.8 | 56.8 | 407 | 7.1655
2012 | 11 | 2 | 7 | 96.2 | 95.9 | 675 | 7.0386
2012 | 11 | 2 | 8 | 81.9 | 81.9 | 575 | 7.0208
2012 | 11 | 2 | 9 | 70.8 | 70.8 | 506 | 7.1469
2012 | 11 | 2 | 10 | 110.1 | 110.1 | 763 | 6.9301
2012 | 11 | 2 | 11 | 128.2 | 128.2 | 872 | 6.8019
2012 | 11 | 2 | 12 | 151.5 | 134.5 | 900 | 6.6914
2012 | 11 | 2 | 13 | 154.9 | 100.6 | 682 | 6.7793
2012 | 11 | 2 | 14 | 109.3 | 103.1 | 719 | 6.9738
2012 | 11 | 2 | 15 | 131.6 | 131.6 | 893 | 6.7857
2012 | 11 | 2 | 16 | 120 | 120 | 822 | 6.85
2012 | 11 | 2 | 17 | 91.1 | 91.1 | 632 | 6.9374
2012 | 11 | 2 | 18 | 90.4 | 90.4 | 634 | 7.0133
2012 | 11 | 2 | 19 | 83.5 | 83.5 | 592 | 7.0898
2012 | 11 | 2 | 20 | 97.2 | 97.2 | 684 | 7.037
2012 | 11 | 2 | 21 | 87.7 | 87.7 | 620 | 7.0696
2012 | 11 | 2 | 22 | 87 | 87 | 618 | 7.1034
2012 | 11 | 2 | 23 | 97.6 | 97.6 | 690 | 7.0697
2012 | 11 | 2 | 24 | 82.7 | 82.7 | 584 | 7.0617
2012 | 11 | 3 | 1 | 50.1 | 50.1 | 364 | 7.2655
2012 | 11 | 3 | 2 | 54.2 | 54.2 | 396 | 7.3063
2012 | 11 | 3 | 3 | 55.3 | 55.3 | 400 | 7.2333
2012 | 11 | 3 | 4 | 57.6 | 57.6 | 418 | 7.2569
2012 | 11 | 3 | 5 | 45.7 | 45.7 | 330 | 7.221
2012 | 11 | 3 | 6 | 70.6 | 70.6 | 510 | 7.2238
2012 | 11 | 3 | 7 | 77.2 | 77.2 | 552 | 7.1503
2012 | 11 | 3 | 8 | 70.8 | 70.8 | 503 | 7.1045
2012 | 11 | 3 | 9 | 63.6 | 63.6 | 458 | 7.2013
2012 | 11 | 3 | 10 | 82.1 | 82.1 | 585 | 7.1255
2012 | 11 | 3 | 11 | 97.4 | 97.4 | 689 | 7.0739
2012 | 11 | 3 | 12 | 96.6 | 96.6 | 682 | 7.06
2012 | 11 | 3 | 13 | 93.6 | 93.6 | 661 | 7.062
2012 | 11 | 3 | 14 | 84.2 | 84.2 | 600 | 7.1259
2012 | 11 | 3 | 15 | 88 | 88 | 625 | 7.1023
2012 | 11 | 3 | 16 | 75.7 | 75.7 | 540 | 7.1334
2012 | 11 | 3 | 17 | 64.5 | 64.5 | 458 | 7.1008
2012 | 11 | 3 | 18 | 71.9 | 71.9 | 513 | 7.1349
2012 | 11 | 3 | 19 | 64.8 | 64.8 | 459 | 7.0833
2012 | 11 | 3 | 20 | 76 | 76 | 546 | 7.1842
2012 | 11 | 3 | 21 | 70.9 | 70.9 | 503 | 7.0945
2012 | 11 | 3 | 22 | 43.7 | 43.7 | 316 | 7.2311
2012 | 11 | 3 | 23 | 32.6 | 32.6 | 237 | 7.2699
2012 | 11 | 3 | 24 | 47.5 | 47.5 | 345 | 7.2632
2012 | 11 | 4 | 1 | 66.7 | 66.7 | 482 | 7.2264
2012 | 11 | 4 | 2 | 65.8 | 65.8 | 473 | 7.1884
2012 | 11 | 4 | 3 | 39.3 | 39.3 | 287 | 7.3028
2012 | 11 | 4 | 4 | 56.3 | 56.3 | 406 | 7.2114
2012 | 11 | 4 | 5 | 70.3 | 70.3 | 503 | 7.155
2012 | 11 | 4 | 6 | 83.3 | 83.3 | 593 | 7.1188
2012 | 11 | 4 | 7 | 81 | 81 | 580 | 7.1605
2012 | 11 | 4 | 8 | 57.3 | 57.3 | 412 | 7.1902
2012 | 11 | 4 | 9 | 41.7 | 41.7 | 302 | 7.2422
2012 | 11 | 4 | 10 | 30.7 | 30.7 | 217 | 7.0684
2012 | 11 | 4 | 11 | 65.5 | 65.5 | 468 | 7.145
2012 | 11 | 4 | 12 | 59.6 | 59.6 | 432 | 7.2483
2012 | 11 | 4 | 13 | 67 | 67 | 483 | 7.209
2012 | 11 | 4 | 14 | 47.7 | 47.7 | 346 | 7.2537
2012 | 11 | 4 | 15 | 24.3 | 24.3 | 171 | 7.037
2012 | 11 | 4 | 16 | 43.5 | 43.5 | 316 | 7.2644
2012 | 11 | 4 | 17 | 86.4 | 86.4 | 615 | 7.1181
2012 | 11 | 4 | 18 | 99.1 | 99.1 | 691 | 6.9728
2012 | 11 | 4 | 19 | 62.6 | 62.6 | 444 | 7.0927
2012 | 11 | 4 | 20 | 87.3 | 87.3 | 626 | 7.1707
2012 | 11 | 4 | 21 | 89.6 | 89.6 | 635 | 7.0871
2012 | 11 | 4 | 22 | 75.1 | 75.1 | 532 | 7.0839
2012 | 11 | 4 | 23 | 62.9 | 62.9 | 454 | 7.2178
2012 | 11 | 4 | 24 | 52.5 | 52.5 | 381 | 7.2571
2012 | 11 | 5 | 1 | 55.2 | 55.2 | 399 | 7.2283
2012 | 11 | 5 | 2 | 43.8 | 43.8 | 319 | 7.2831
2012 | 11 | 5 | 3 | 33.1 | 33.1 | 243 | 7.3414
2012 | 11 | 5 | 4 | 23.9 | 23.9 | 171 | 7.1548
2012 | 11 | 5 | 5 | 44.4 | 44.4 | 324 | 7.2973
2012 | 11 | 5 | 6 | 54.7 | 54.7 | 396 | 7.2395
2012 | 11 | 5 | 7 | 73.5 | 73.5 | 523 | 7.1156
2012 | 11 | 5 | 8 | 76.3 | 76.3 | 543 | 7.1166
2012 | 11 | 5 | 9 | 83.8 | 83.8 | 598 | 7.136
2012 | 11 | 5 | 10 | 74.2 | 74.2 | 530 | 7.1429
2012 | 11 | 5 | 11 | 72.5 | 72.5 | 516 | 7.1172
2012 | 11 | 5 | 12 | 65.5 | 65.5 | 470 | 7.1756
2012 | 11 | 5 | 13 | 85.2 | 85.2 | 608 | 7.1362
2012 | 11 | 5 | 14 | 105.7 | 105.7 | 743 | 7.0293
2012 | 11 | 5 | 15 | 109.4 | 109.4 | 765 | 6.9927
2012 | 11 | 5 | 16 | 103 | 103 | 723 | 7.0194
2012 | 11 | 5 | 17 | 106.5 | 106.5 | 769 | 7.2207
2012 | 11 | 5 | 18 | 107.3 | 107.3 | 747 | 6.9618
2012 | 11 | 5 | 19 | 96.4 | 96.4 | 676 | 7.0124
2012 | 11 | 5 | 20 | 119.9 | 119.9 | 831 | 6.9308
2012 | 11 | 5 | 21 | 106.8 | 106.8 | 747 | 6.9944
2012 | 11 | 5 | 22 | 89.6 | 89.6 | 632 | 7.0536
2012 | 11 | 5 | 23 | 79.9 | 79.9 | 569 | 7.1214
2012 | 11 | 5 | 24 | 66.6 | 66.6 | 478 | 7.1772
2012 | 11 | 6 | 1 | 83.2 | 83.2 | 596 | 7.1635
2012 | 11 | 6 | 2 | 77.8 | 77.8 | 556 | 7.1465
2012 | 11 | 6 | 3 | 71.5 | 71.5 | 511 | 7.1469
2012 | 11 | 6 | 4 | 61.9 | 61.9 | 444 | 7.1729
2012 | 11 | 6 | 5 | 71.7 | 71.7 | 513 | 7.1548
2012 | 11 | 6 | 6 | 77.7 | 77.7 | 549 | 7.0656
2012 | 11 | 6 | 7 | 86 | 86 | 605 | 7.0349
2012 | 11 | 6 | 8 | 108.3 | 108.3 | 753 | 6.9529
2012 | 11 | 6 | 9 | 99.6 | 99.6 | 704 | 7.0683
2012 | 11 | 6 | 10 | 124.2 | 124.2 | 865 | 6.9646
2012 | 11 | 6 | 11 | 138.5 | 138.5 | 938 | 6.7726
2012 | 11 | 6 | 12 | 136.6 | 136.6 | 915 | 6.6984
2012 | 11 | 6 | 13 | 131 | 131 | 888 | 6.7786
2012 | 11 | 6 | 14 | 131 | 131 | 897 | 6.8473
2012 | 11 | 6 | 15 | 127.8 | 127.8 | 875 | 6.8466
2012 | 11 | 6 | 16 | 118.5 | 118.5 | 812 | 6.8523
2012 | 11 | 6 | 17 | 83 | 83 | 588 | 7.0843
2012 | 11 | 6 | 18 | 78.8 | 78.8 | 563 | 7.1447
2012 | 11 | 6 | 19 | 80.2 | 80.2 | 570 | 7.1072
2012 | 11 | 6 | 20 | 68.3 | 68.3 | 483 | 7.0717
2012 | 11 | 6 | 21 | 101.9 | 101.9 | 714 | 7.0069
2012 | 11 | 6 | 22 | 96.4 | 96.4 | 675 | 7.0021
2012 | 11 | 6 | 23 | 83.8 | 83.8 | 509 | 6.074
2012 | 11 | 6 | 24 | 61.2 | 61.2 | 441 | 7.2059
2012 | 11 | 7 | 1 | 45.3 | 45.3 | 323 | 7.1302
2012 | 11 | 7 | 2 | 20.9 | 20.9 | 154 | 7.3684
2012 | 11 | 7 | 3 | 29.9 | 29.9 | 216 | 7.2241
2012 | 11 | 7 | 4 | 24.8 | 24.8 | 180 | 7.2581
2012 | 11 | 7 | 5 | 51.5 | 51.5 | 369 | 7.165
2012 | 11 | 7 | 6 | 40.5 | 40.5 | 291 | 7.1852
2012 | 11 | 7 | 7 | 95.1 | 95.1 | 674 | 7.0873
2012 | 11 | 7 | 8 | 74.1 | 74.1 | 517 | 6.9771
2012 | 11 | 7 | 9 | 82.7 | 82.7 | 586 | 7.0859
2012 | 11 | 7 | 10 | 84.9 | 84.9 | 604 | 7.1143
2012 | 11 | 7 | 11 | 114.4 | 114.4 | 796 | 6.958
2012 | 11 | 7 | 12 | 100.6 | 100.6 | 701 | 6.9682
2012 | 11 | 7 | 13 | 83.3 | 83.3 | 588 | 7.0588
2012 | 11 | 7 | 14 | 84.5 | 84.5 | 601 | 7.1124
2012 | 11 | 7 | 15 | 94.3 | 94.3 | 665 | 7.052
2012 | 11 | 7 | 16 | 106.7 | 106.7 | 739 | 6.926
2012 | 11 | 7 | 17 | 95.7 | 95.7 | 665 | 6.9488
2012 | 11 | 7 | 18 | 104.6 | 104.6 | 729 | 6.9694
2012 | 11 | 7 | 19 | 116.4 | 116.4 | 804 | 6.9072
2012 | 11 | 7 | 20 | 130 | 130 | 880 | 6.7692
2012 | 11 | 7 | 21 | 103.3 | 103.3 | 713 | 6.9022
2012 | 11 | 7 | 22 | 98.6 | 98.6 | 693 | 7.0284
2012 | 11 | 7 | 23 | 70.6 | 70.6 | 500 | 7.0822
2012 | 11 | 7 | 24 | 76.9 | 76.9 | 552 | 7.1782
2012 | 11 | 8 | 1 | 47.9 | 47.9 | 339 | 7.0772
2012 | 11 | 8 | 2 | 25.2 | 25.2 | 178 | 7.0635
2012 | 11 | 8 | 3 | 36.7 | 36.7 | 269 | 7.3297
2012 | 11 | 8 | 4 | 31.2 | 31.2 | 220 | 7.0513
2012 | 11 | 8 | 5 | 52.8 | 52.8 | 382 | 7.2348
2012 | 11 | 8 | 6 | 53.6 | 53.6 | 387 | 7.2201
2012 | 11 | 8 | 7 | 87.6 | 87.6 | 621 | 7.089
2012 | 11 | 8 | 8 | 90.9 | 90.9 | 637 | 7.0077
2012 | 11 | 8 | 9 | 79.4 | 79.4 | 562 | 7.0781
2012 | 11 | 8 | 10 | 113 | 113 | 787 | 6.9646
2012 | 11 | 8 | 11 | 131.1 | 131.1 | 893 | 6.8116
2012 | 11 | 8 | 12 | 124.6 | 124.6 | 850 | 6.8218
2012 | 11 | 8 | 13 | 94.4 | 94.4 | 662 | 7.0127
2012 | 11 | 8 | 14 | 84.7 | 84.7 | 599 | 7.072
2012 | 11 | 8 | 15 | 79.2 | 79.2 | 560 | 7.0707
2012 | 11 | 8 | 16 | 99.5 | 99.5 | 697 | 7.005
2012 | 11 | 8 | 17 | 101.1 | 101.1 | 708 | 7.003
2012 | 11 | 8 | 18 | 105.1 | 105.1 | 736 | 7.0029
2012 | 11 | 8 | 19 | 93.9 | 93.9 | 655 | 6.9755
2012 | 11 | 8 | 20 | 86.8 | 86.8 | 611 | 7.0392
2012 | 11 | 8 | 21 | 120.4 | 120.4 | 831 | 6.902
2012 | 11 | 8 | 22 | 131.7 | 131.7 | 899 | 6.8261
2012 | 11 | 8 | 23 | 104.9 | 104.9 | 733 | 6.9876
2012 | 11 | 8 | 24 | 64.5 | 64.5 | 457 | 7.0853
2012 | 11 | 9 | 1 | 45.9 | 45.9 | 326 | 7.1024
2012 | 11 | 9 | 2 | 20.4 | 20.4 | 139 | 6.8137
2012 | 11 | 9 | 4 | 55.3 | 55.3 | 396 | 7.1609
2012 | 11 | 9 | 5 | 63.1 | 63.1 | 451 | 7.1474
2012 | 11 | 9 | 6 | 43.7 | 43.7 | 313 | 7.1625
2012 | 11 | 9 | 7 | 95.7 | 95.7 | 670 | 7.001
2012 | 11 | 9 | 8 | 112.5 | 112.5 | 773 | 6.8711
2012 | 11 | 9 | 9 | 119.8 | 119.8 | 823 | 6.8698
2012 | 11 | 9 | 10 | 116.5 | 116.5 | 806 | 6.9185
2012 | 11 | 9 | 11 | 123.3 | 123.3 | 842 | 6.8289
2012 | 11 | 9 | 12 | 112.1 | 112.1 | 774 | 6.9045
2012 | 11 | 9 | 13 | 117.1 | 117.1 | 812 | 6.9342
2012 | 11 | 9 | 14 | 141.2 | 141.2 | 947 | 6.7068
2012 | 11 | 9 | 15 | 113.8 | 113.8 | 786 | 6.9069
2012 | 11 | 9 | 16 | 119.6 | 119.6 | 825 | 6.898
2012 | 11 | 9 | 17 | 126.3 | 126.3 | 863 | 6.8329
2012 | 11 | 9 | 18 | 116.6 | 116.6 | 802 | 6.8782
2012 | 11 | 9 | 19 | 131.2 | 131.2 | 883 | 6.7302
2012 | 11 | 9 | 20 | 118.5 | 118.5 | 816 | 6.8861
2012 | 11 | 9 | 21 | 143.9 | 143.9 | 958 | 6.6574
2012 | 11 | 9 | 22 | 102.2 | 102.2 | 706 | 6.908
2012 | 11 | 9 | 23 | 75.7 | 75.7 | 533 | 7.041
2012 | 11 | 9 | 24 | 85.2 | 85.2 | 606 | 7.1127
2012 | 11 | 10 | 1 | 69.3 | 69.3 | 492 | 7.0996
2012 | 11 | 10 | 2 | 49.4 | 49.4 | 356 | 7.2065
2012 | 11 | 10 | 3 | 58.3 | 58.3 | 422 | 7.2384
2012 | 11 | 10 | 4 | 60.7 | 60.7 | 436 | 7.1829
2012 | 11 | 10 | 5 | 86.7 | 86.7 | 612 | 7.0588
2012 | 11 | 10 | 6 | 92.9 | 92.9 | 655 | 7.0506
2012 | 11 | 10 | 7 | 100.3 | 100.3 | 708 | 7.0588
2012 | 11 | 10 | 8 | 102.7 | 102.7 | 723 | 7.0399
2012 | 11 | 10 | 9 | 95.7 | 95.7 | 668 | 6.9801
2012 | 11 | 10 | 10 | 101.2 | 101.2 | 711 | 7.0257
2012 | 11 | 10 | 11 | 109.3 | 109.3 | 768 | 7.0265
2012 | 11 | 10 | 12 | 112.6 | 112.6 | 785 | 6.9716
2012 | 11 | 10 | 13 | 80.5 | 80.5 | 568 | 7.0559
2012 | 11 | 10 | 14 | 96.3 | 96.3 | 684 | 7.1028
2012 | 11 | 10 | 15 | 103.5 | 103.5 | 729 | 7.0435
2012 | 11 | 10 | 16 | 114.8 | 114.8 | 797 | 6.9425
2012 | 11 | 10 | 17 | 99.4 | 99.4 | 695 | 6.992
2012 | 11 | 10 | 18 | 91.6 | 91.6 | 643 | 7.0197
2012 | 11 | 10 | 19 | 134.5 | 134.5 | 902 | 6.7063
2012 | 11 | 10 | 20 | 120 | 120 | 820 | 6.8333
2012 | 11 | 10 | 21 | 135.4 | 135.4 | 914 | 6.7504
2012 | 11 | 10 | 22 | 128.9 | 128.9 | 878 | 6.8115
2012 | 11 | 10 | 23 | 88 | 88 | 618 | 7.0227
2012 | 11 | 10 | 24 | 68.4 | 68.4 | 488 | 7.1345
2012 | 11 | 11 | 1 | 52.5 | 52.5 | 381 | 7.2571
2012 | 11 | 11 | 2 | 87.7 | 87.7 | 626 | 7.138
2012 | 11 | 11 | 3 | 112.9 | 112.9 | 792 | 7.0151
2012 | 11 | 11 | 4 | 98.8 | 98.8 | 694 | 7.0243
2012 | 11 | 11 | 5 | 56.8 | 56.8 | 411 | 7.2359
2012 | 11 | 11 | 6 | 73.2 | 73.2 | 526 | 7.1858
2012 | 11 | 11 | 7 | 57.7 | 57.7 | 409 | 7.0884
2012 | 11 | 11 | 8 | 58.8 | 58.8 | 420 | 7.1429
2012 | 11 | 11 | 9 | 94.7 | 94.7 | 672 | 7.0961
2012 | 11 | 11 | 10 | 106.1 | 106.1 | 742 | 6.9934
2012 | 11 | 11 | 11 | 91.1 | 91.1 | 641 | 7.0362
2012 | 11 | 11 | 12 | 91.7 | 91.7 | 649 | 7.0774
2012 | 11 | 11 | 13 | 112.2 | 112.2 | 786 | 7.0053
2012 | 11 | 11 | 14 | 123.7 | 123.7 | 852 | 6.8876
2012 | 11 | 11 | 15 | 103.7 | 103.7 | 725 | 6.9913
2012 | 11 | 11 | 16 | 121 | 121 | 835 | 6.9008
2012 | 11 | 11 | 17 | 132.1 | 132.1 | 887 | 6.7146
2012 | 11 | 11 | 18 | 109 | 109 | 600 | 5.5046
2012 | 11 | 11 | 19 | 112 | 112 | 784 | 7
2012 | 11 | 11 | 20 | 109.6 | 109.6 | 760 | 6.9343
2012 | 11 | 11 | 21 | 122.1 | 122.1 | 841 | 6.8878
2012 | 11 | 11 | 22 | 130.8 | 130.8 | 890 | 6.8043
2012 | 11 | 11 | 23 | 131 | 131 | 889 | 6.7863
2012 | 11 | 11 | 24 | 128.1 | 128.1 | 870 | 6.7916
2012 | 11 | 12 | 1 | 73.4 | 73.4 | 515 | 7.0163
2012 | 11 | 12 | 2 | 61.8 | 61.8 | 447 | 7.233
2012 | 11 | 12 | 3 | 42.2 | 42.2 | 300 | 7.109
2012 | 11 | 12 | 4 | 33 | 33 | 234 | 7.0909
2012 | 11 | 12 | 5 | 51.2 | 51.2 | 367 | 7.168
2012 | 11 | 12 | 6 | 53.5 | 53.5 | 382 | 7.1402
2012 | 11 | 12 | 7 | 96.7 | 96.7 | 674 | 6.97
2012 | 11 | 12 | 8 | 72 | 72 | 503 | 6.9861
2012 | 11 | 12 | 9 | 76.4 | 76.4 | 540 | 7.0681
2012 | 11 | 12 | 10 | 120 | 120 | 824 | 6.8667
2012 | 11 | 12 | 11 | 140.3 | 140.3 | 932 | 6.6429
2012 | 11 | 12 | 12 | 132.1 | 132.1 | 890 | 6.7373
2012 | 11 | 12 | 13 | 114.5 | 114.5 | 790 | 6.8996
2012 | 11 | 12 | 14 | 117.3 | 117.3 | 804 | 6.8542
2012 | 11 | 12 | 15 | 103 | 103 | 707 | 6.8641
2012 | 11 | 12 | 16 | 83.9 | 83.9 | 580 | 6.913
2012 | 11 | 12 | 17 | 96.3 | 96.3 | 676 | 7.0197
2012 | 11 | 12 | 18 | 135.8 | 135.8 | 911 | 6.7084
2012 | 11 | 12 | 19 | 129.1 | 129.1 | 858 | 6.646
2012 | 11 | 12 | 20 | 96.8 | 96.8 | 667 | 6.8905
2012 | 11 | 12 | 21 | 94.2 | 94.2 | 657 | 6.9745
2012 | 11 | 12 | 22 | 85.3 | 85.3 | 593 | 6.9519
2012 | 11 | 12 | 23 | 23.7 | 23.7 | 164 | 6.9198
2012 | 11 | 12 | 24 | 29.3 | 29.3 | 210 | 7.1672
2012 | 11 | 13 | 1 | 18.8 | 18.8 | 123 | 6.5426
2012 | 11 | 13 | 2 | 17.4 | 17.4 | 118 | 6.7816
2012 | 11 | 13 | 3 | 17.6 | 17.6 | 117 | 6.6477
2012 | 11 | 13 | 4 | 22.4 | 22.4 | 156 | 6.9643
2012 | 11 | 13 | 5 | 22.2 | 22.2 | 155 | 6.982
2012 | 11 | 13 | 6 | 44.2 | 44.2 | 316 | 7.1493
2012 | 11 | 13 | 7 | 100.4 | 100.4 | 701 | 6.9821
2012 | 11 | 13 | 8 | 97.9 | 97.9 | 680 | 6.9459
2012 | 11 | 13 | 9 | 108.3 | 108.3 | 757 | 6.9898
2012 | 11 | 13 | 10 | 103.6 | 103.6 | 725 | 6.9981
2012 | 11 | 13 | 11 | 101.5 | 101.5 | 709 | 6.9852
2012 | 11 | 13 | 12 | 88.3 | 88.3 | 620 | 7.0215
2012 | 11 | 13 | 13 | 113 | 113 | 784 | 6.9381
2012 | 11 | 13 | 14 | 124.7 | 124.7 | 853 | 6.8404
2012 | 11 | 13 | 15 | 123.4 | 123.4 | 841 | 6.8152
2012 | 11 | 13 | 16 | 111.8 | 111.8 | 769 | 6.8784
2012 | 11 | 13 | 17 | 108.3 | 108.3 | 748 | 6.9067
2012 | 11 | 13 | 18 | 107.9 | 107.9 | 743 | 6.886
2012 | 11 | 13 | 19 | 98.5 | 98.5 | 684 | 6.9442
2012 | 11 | 13 | 20 | 109.9 | 109.9 | 759 | 6.9063
2012 | 11 | 13 | 21 | 93.6 | 93.6 | 660 | 7.0513
2012 | 11 | 13 | 22 | 104.9 | 104.9 | 734 | 6.9971
2012 | 11 | 13 | 23 | 55.3 | 55.3 | 391 | 7.0705
2012 | 11 | 13 | 24 | 46.7 | 46.7 | 340 | 7.2805
2012 | 11 | 14 | 1 | 33.7 | 33.7 | 246 | 7.2997
2012 | 11 | 14 | 2 | 35.2 | 35.2 | 259 | 7.358
2012 | 11 | 14 | 3 | 26.2 | 26.2 | 187 | 7.1374
2012 | 11 | 14 | 4 | 20.2 | 20.2 | 139 | 6.8812
2012 | 11 | 14 | 5 | 26.4 | 26.4 | 184 | 6.9697
2012 | 11 | 14 | 6 | 45.4 | 45.4 | 326 | 7.1806
2012 | 11 | 14 | 7 | 111.7 | 111.7 | 774 | 6.9293
2012 | 11 | 14 | 8 | 114.8 | 114.8 | 790 | 6.8815
2012 | 11 | 14 | 9 | 115.7 | 115.7 | 802 | 6.9317
2012 | 11 | 14 | 10 | 108.8 | 108.8 | 760 | 6.9853
2012 | 11 | 14 | 11 | 114.4 | 114.4 | 790 | 6.9056
2012 | 11 | 14 | 12 | 93.3 | 93.3 | 654 | 7.0096
2012 | 11 | 14 | 13 | 116.1 | 116.1 | 804 | 6.9251
2012 | 11 | 14 | 14 | 117.4 | 117.4 | 810 | 6.8995
2012 | 11 | 14 | 15 | 115.1 | 115.1 | 797 | 6.9244
2012 | 11 | 14 | 16 | 113.3 | 113.3 | 783 | 6.9109
2012 | 11 | 14 | 17 | 102.3 | 102.3 | 711 | 6.9501
2012 | 11 | 14 | 18 | 115 | 115 | 793 | 6.8957
2012 | 11 | 14 | 19 | 104.7 | 104.7 | 726 | 6.9341
2012 | 11 | 14 | 20 | 134.9 | 134.9 | 912 | 6.7606
2012 | 11 | 14 | 21 | 139 | 139 | 933 | 6.7122
2012 | 11 | 14 | 22 | 135.3 | 135.3 | 910 | 6.7258
2012 | 11 | 14 | 23 | 120.2 | 120.2 | 826 | 6.8719
2012 | 11 | 14 | 24 | 78.2 | 78.2 | 552 | 7.0588
2012 | 11 | 15 | 1 | 58.8 | 58.8 | 426 | 7.2449
2012 | 11 | 15 | 2 | 63.6 | 63.6 | 453 | 7.1226
2012 | 11 | 15 | 3 | 47.1 | 47.1 | 338 | 7.1762
2012 | 11 | 15 | 4 | 54.2 | 54.2 | 392 | 7.2325
2012 | 11 | 15 | 5 | 67.8 | 67.8 | 490 | 7.2271
2012 | 11 | 15 | 6 | 76.8 | 76.8 | 544 | 7.0833
2012 | 11 | 15 | 7 | 92.4 | 92.4 | 643 | 6.9589
2012 | 11 | 15 | 8 | 87.6 | 87.6 | 609 | 6.9521
2012 | 11 | 15 | 9 | 87.7 | 87.7 | 617 | 7.0353
2012 | 11 | 15 | 10 | 113.4 | 113.4 | 791 | 6.9753
2012 | 11 | 15 | 11 | 139.2 | 139.2 | 932 | 6.6954
2012 | 11 | 15 | 12 | 120 | 120 | 808 | 6.7333
2012 | 11 | 15 | 13 | 108.9 | 108.9 | 753 | 6.9146
2012 | 11 | 15 | 14 | 98.4 | 98.4 | 688 | 6.9919
2012 | 11 | 15 | 15 | 112 | 112 | 781 | 6.9732
2012 | 11 | 15 | 16 | 117 | 117 | 807 | 6.8974
2012 | 11 | 15 | 17 | 116.3 | 116.3 | 803 | 6.9046
2012 | 11 | 15 | 18 | 141.3 | 141.3 | 955 | 6.7587
2012 | 11 | 15 | 19 | 133.7 | 133.7 | 905 | 6.7689
2012 | 11 | 15 | 20 | 141.3 | 141.3 | 947 | 6.7021
2012 | 11 | 15 | 21 | 119.9 | 119.9 | 824 | 6.8724
2012 | 11 | 15 | 22 | 115.3 | 115.3 | 798 | 6.9211
2012 | 11 | 15 | 23 | 106 | 106 | 739 | 6.9717
2012 | 11 | 15 | 24 | 81.1 | 81.1 | 571 | 7.0407
2012 | 11 | 16 | 1 | 62.4 | 62.4 | 443 | 7.0994
2012 | 11 | 16 | 2 | 52.3 | 52.3 | 377 | 7.2084
2012 | 11 | 16 | 3 | 55.3 | 55.3 | 398 | 7.1971
2012 | 11 | 16 | 4 | 42.9 | 42.9 | 310 | 7.2261
2012 | 11 | 16 | 5 | 75.2 | 75.2 | 538 | 7.1543
2012 | 11 | 16 | 6 | 40.2 | 40.2 | 283 | 7.0398
2012 | 11 | 16 | 7 | 138.4 | 138.4 | 919 | 6.6402
2012 | 11 | 16 | 8 | 119.9 | 119.9 | 810 | 6.7556
2012 | 11 | 16 | 9 | 126.4 | 126.4 | 867 | 6.8592
2012 | 11 | 16 | 10 | 140 | 140 | 950 | 6.7857
2012 | 11 | 16 | 11 | 134.4 | 134.4 | 916 | 6.8155
2012 | 11 | 16 | 12 | 122.4 | 122.4 | 843 | 6.8873
2012 | 11 | 16 | 13 | 126.4 | 126.4 | 869 | 6.875
2012 | 11 | 16 | 14 | 129.3 | 129.3 | 891 | 6.891
2012 | 11 | 16 | 15 | 128.6 | 128.6 | 885 | 6.8818
2012 | 11 | 16 | 16 | 127.2 | 127.2 | 875 | 6.8789
2012 | 11 | 16 | 17 | 150.6 | 150.6 | 1002 | 6.6534
2012 | 11 | 16 | 18 | 146.6 | 146.6 | 961 | 6.5553
2012 | 11 | 16 | 19 | 99.1 | 99.1 | 688 | 6.9425
2012 | 11 | 16 | 20 | 123.9 | 123.9 | 841 | 6.7877
2012 | 11 | 16 | 21 | 115.2 | 115.2 | 788 | 6.8403
2012 | 11 | 16 | 22 | 81.1 | 81.1 | 568 | 7.0037
2012 | 11 | 16 | 23 | 82.8 | 82.8 | 584 | 7.0531
2012 | 11 | 16 | 24 | 95.3 | 95.3 | 678 | 7.1144
2012 | 11 | 17 | 1 | 81.4 | 81.4 | 576 | 7.0762
2012 | 11 | 17 | 2 | 68.5 | 68.5 | 487 | 7.1095
2012 | 11 | 17 | 3 | 42.1 | 42.1 | 298 | 7.0784
2012 | 11 | 17 | 4 | 86.9 | 86.9 | 608 | 6.9965
2012 | 11 | 17 | 5 | 83.7 | 83.7 | 588 | 7.0251
2012 | 11 | 17 | 6 | 107.3 | 107.3 | 757 | 7.055
2012 | 11 | 17 | 7 | 111.2 | 111.2 | 777 | 6.9874
2012 | 11 | 17 | 8 | 101.5 | 101.5 | 692 | 6.8177
2012 | 11 | 17 | 9 | 72.9 | 72.9 | 513 | 7.037
2012 | 11 | 17 | 10 | 103.2 | 103.2 | 728 | 7.0543
2012 | 11 | 17 | 11 | 128.9 | 128.9 | 892 | 6.9201
2012 | 11 | 17 | 12 | 113.1 | 113.1 | 785 | 6.9408
2012 | 11 | 17 | 13 | 113.6 | 113.6 | 790 | 6.9542
2012 | 11 | 17 | 14 | 137.3 | 137.3 | 942 | 6.8609
2012 | 11 | 17 | 15 | 129.1 | 129.1 | 892 | 6.9094
2012 | 11 | 17 | 16 | 116.6 | 116.6 | 812 | 6.964
2012 | 11 | 17 | 17 | 104.3 | 104.3 | 733 | 7.0278
2012 | 11 | 17 | 18 | 100.4 | 100.3 | 712 | 7.0987
2012 | 11 | 17 | 19 | 117.1 | 116.5 | 817 | 7.0129
2012 | 11 | 17 | 20 | 136.9 | 136.9 | 942 | 6.8809
2012 | 11 | 17 | 21 | 140.3 | 140.3 | 960 | 6.8425
2012 | 11 | 17 | 22 | 127.1 | 127.1 | 875 | 6.8843
2012 | 11 | 17 | 23 | 115.6 | 115.6 | 809 | 6.9983
2012 | 11 | 17 | 24 | 97.8 | 97.8 | 687 | 7.0245
2012 | 11 | 18 | 1 | 70.4 | 70.4 | 501 | 7.1165
2012 | 11 | 18 | 2 | 68.3 | 68.3 | 488 | 7.1449
2012 | 11 | 18 | 3 | 50.3 | 50.3 | 351 | 6.9781
2012 | 11 | 18 | 4 | 48.1 | 48.1 | 340 | 7.0686
2012 | 11 | 18 | 5 | 54.1 | 54.1 | 389 | 7.1904
2012 | 11 | 18 | 6 | 92.7 | 92.7 | 662 | 7.1413
2012 | 11 | 18 | 7 | 99.7 | 99.7 | 747 | 7.4925
2012 | 11 | 18 | 8 | 31.8 | 31.8 | 222 | 6.9811
2012 | 11 | 18 | 9 | 77.7 | 77.7 | 559 | 7.1943
2012 | 11 | 18 | 10 | 118.2 | 118.2 | 821 | 6.9459
2012 | 11 | 18 | 11 | 132.6 | 132.6 | 909 | 6.8552
2012 | 11 | 18 | 12 | 121 | 121 | 840 | 6.9421
2012 | 11 | 18 | 13 | 108.5 | 108.5 | 761 | 7.0138
2012 | 11 | 18 | 14 | 93.5 | 93.5 | 660 | 7.0588
2012 | 11 | 18 | 15 | 99.4 | 99.4 | 700 | 7.0423
2012 | 11 | 18 | 16 | 107.4 | 107.4 | 756 | 7.0391
2012 | 11 | 18 | 17 | 124.2 | 124.2 | 866 | 6.9726
2012 | 11 | 18 | 18 | 94.4 | 94.4 | 663 | 7.0233
2012 | 11 | 18 | 19 | 117.3 | 117.3 | 819 | 6.9821
2012 | 11 | 18 | 20 | 127.7 | 127.7 | 880 | 6.8912
2012 | 11 | 18 | 21 | 152.5 | 152.5 | 1024 | 6.7148
2012 | 11 | 18 | 22 | 111.3 | 111.3 | 776 | 6.9721
2012 | 11 | 18 | 23 | 125.1 | 125.1 | 866 | 6.9225
2012 | 11 | 18 | 24 | 104.3 | 104.3 | 722 | 6.9223
2012 | 11 | 19 | 1 | 49.8 | 49.8 | 349 | 7.008
2012 | 11 | 19 | 2 | 65.9 | 65.9 | 480 | 7.2838
2012 | 11 | 19 | 3 | 68.2 | 68.2 | 492 | 7.2141
2012 | 11 | 19 | 4 | 61.4 | 61.4 | 435 | 7.0847
2012 | 11 | 19 | 5 | 31.3 | 31.3 | 225 | 7.1885
2012 | 11 | 19 | 6 | 32 | 32 | 232 | 7.25
2012 | 11 | 19 | 7 | 41.2 | 41.2 | 298 | 7.233
2012 | 11 | 19 | 8 | 66.9 | 66.9 | 481 | 7.1898
2012 | 11 | 19 | 9 | 104.6 | 104.6 | 734 | 7.0172
2012 | 11 | 19 | 10 | 157.7 | 157.7 | 1056 | 6.6963
2012 | 11 | 19 | 11 | 166.8 | 166.8 | 1100 | 6.5947
2012 | 11 | 19 | 12 | 141.1 | 141.1 | 954 | 6.7612
2012 | 11 | 19 | 13 | 136.2 | 136.2 | 929 | 6.8209
2012 | 11 | 19 | 14 | 111.1 | 111.1 | 771 | 6.9397
2012 | 11 | 19 | 15 | 118.3 | 118.3 | 822 | 6.9484
2012 | 11 | 19 | 16 | 120.8 | 120.8 | 836 | 6.9205
2012 | 11 | 19 | 17 | 127.2 | 127.2 | 875 | 6.8789
2012 | 11 | 19 | 18 | 110 | 110 | 763 | 6.9364
2012 | 11 | 19 | 19 | 118.8 | 118.8 | 823 | 6.9276
2012 | 11 | 19 | 20 | 118.5 | 118.5 | 817 | 6.8945
2012 | 11 | 19 | 21 | 109.6 | 109.6 | 763 | 6.9617
2012 | 11 | 19 | 22 | 104.3 | 104.3 | 729 | 6.9895
2012 | 11 | 19 | 23 | 86.7 | 86.7 | 609 | 7.0242
2012 | 11 | 19 | 24 | 83.9 | 83.9 | 596 | 7.1037
2012 | 11 | 20 | 1 | 61.4 | 61.4 | 430 | 7.0033
2012 | 11 | 20 | 2 | 52.4 | 52.4 | 369 | 7.042
2012 | 11 | 20 | 3 | 45.6 | 45.6 | 324 | 7.1053
2012 | 11 | 20 | 4 | 34.8 | 34.8 | 244 | 7.0115
2012 | 11 | 20 | 5 | 35.4 | 35.4 | 257 | 7.2599
2012 | 11 | 20 | 6 | 60.4 | 60.4 | 432 | 7.1523
2012 | 11 | 20 | 7 | 104.4 | 104.4 | 724 | 6.9349
2012 | 11 | 20 | 8 | 116.2 | 116.2 | 804 | 6.9191
2012 | 11 | 20 | 9 | 121.7 | 121.7 | 838 | 6.8858
2012 | 11 | 20 | 10 | 137.5 | 137.5 | 934 | 6.7927
2012 | 11 | 20 | 11 | 140.6 | 140.6 | 955 | 6.7923
2012 | 11 | 20 | 12 | 129.4 | 129.4 | 888 | 6.8624
2012 | 11 | 20 | 13 | 135.2 | 135.2 | 923 | 6.8269
2012 | 11 | 20 | 14 | 111.3 | 111.3 | 765 | 6.8733
2012 | 11 | 20 | 15 | 87 | 87 | 606 | 6.9655
2012 | 11 | 20 | 16 | 77.9 | 77.9 | 483 | 6.2003
2012 | 11 | 20 | 17 | 96.9 | 96.9 | 672 | 6.935
2012 | 11 | 20 | 18 | 112.2 | 112.2 | 772 | 6.8806
2012 | 11 | 20 | 19 | 139.2 | 139.2 | 937 | 6.7313
2012 | 11 | 20 | 20 | 163.2 | 163.2 | 1059 | 6.489
2012 | 11 | 20 | 21 | 139.3 | 139.3 | 922 | 6.6188
2012 | 11 | 20 | 22 | 100.1 | 100.1 | 677 | 6.7632
2012 | 11 | 20 | 23 | 48.2 | 48.2 | 337 | 6.9917
2012 | 11 | 20 | 24 | 28.2 | 28.2 | 203 | 7.1986
2012 | 11 | 21 | 1 | 23.6 | 23.6 | 163 | 6.9068
2012 | 11 | 21 | 2 | 17.6 | 17.6 | 123 | 6.9886
2012 | 11 | 21 | 3 | 21.6 | 21.6 | 155 | 7.1759
2012 | 11 | 21 | 4 | 17.4 | 17.4 | 121 | 6.954
2012 | 11 | 21 | 5 | 16.6 | 16.6 | 116 | 6.988
2012 | 11 | 21 | 6 | 25.5 | 25.5 | 181 | 7.098
2012 | 11 | 21 | 7 | 64 | 64 | 452 | 7.0625
2012 | 11 | 21 | 8 | 62.4 | 62.4 | 436 | 6.9872
2012 | 11 | 21 | 9 | 62 | 62 | 442 | 7.129
2012 | 11 | 21 | 10 | 54 | 54 | 389 | 7.2037
2012 | 11 | 21 | 11 | 83.1 | 83.1 | 586 | 7.0517
2012 | 11 | 21 | 12 | 52.9 | 52.9 | 366 | 6.9187
2012 | 11 | 21 | 13 | 64.5 | 64.5 | 460 | 7.1318
2012 | 11 | 21 | 14 | 74.8 | 74.8 | 533 | 7.1257
2012 | 11 | 21 | 15 | 86.9 | 86.9 | 613 | 7.0541
2012 | 11 | 21 | 16 | 86.4 | 86.4 | 607 | 7.0255
2012 | 11 | 21 | 17 | 67 | 67 | 475 | 7.0896
2012 | 11 | 21 | 18 | 76.1 | 76.1 | 539 | 7.0828
2012 | 11 | 21 | 19 | 81 | 81 | 573 | 7.0741
2012 | 11 | 21 | 20 | 74.2 | 74.2 | 525 | 7.0755
2012 | 11 | 21 | 21 | 77.7 | 77.7 | 549 | 7.0656
2012 | 11 | 21 | 22 | 68.6 | 68.6 | 487 | 7.0991
2012 | 11 | 21 | 23 | 48.9 | 48.9 | 349 | 7.137
2012 | 11 | 21 | 24 | 58.4 | 58.4 | 423 | 7.2432
2012 | 11 | 22 | 1 | 29.8 | 29.8 | 212 | 7.1141
2012 | 11 | 22 | 2 | 19.5 | 19.5 | 137 | 7.0256
2012 | 11 | 22 | 3 | 30.7 | 30.7 | 221 | 7.1987
2012 | 11 | 22 | 4 | 20.8 | 20.8 | 149 | 7.1635
2012 | 11 | 22 | 5 | 56.9 | 56.9 | 402 | 7.065
2012 | 11 | 22 | 6 | 46.3 | 46.3 | 328 | 7.0842
2012 | 11 | 22 | 7 | 70.6 | 70.6 | 501 | 7.0963
2012 | 11 | 22 | 8 | 110 | 110 | 760 | 6.9091
2012 | 11 | 22 | 9 | 130.8 | 130.8 | 891 | 6.8119
2012 | 11 | 22 | 10 | 103.3 | 103.3 | 714 | 6.9119
2012 | 11 | 22 | 11 | 94.4 | 94.4 | 659 | 6.9809
2012 | 11 | 22 | 12 | 95.3 | 95.3 | 667 | 6.999
2012 | 11 | 22 | 13 | 92.8 | 92.8 | 653 | 7.0366
2012 | 11 | 22 | 14 | 103.3 | 103.3 | 726 | 7.0281
2012 | 11 | 22 | 15 | 105.4 | 105.4 | 737 | 6.9924
2012 | 11 | 22 | 16 | 97.9 | 97.9 | 690 | 7.048
2012 | 11 | 22 | 17 | 116.3 | 116.3 | 808 | 6.9475
2012 | 11 | 22 | 18 | 102.2 | 102.2 | 712 | 6.9667
2012 | 11 | 22 | 19 | 95 | 95 | 669 | 7.0421
2012 | 11 | 22 | 20 | 92.7 | 92.7 | 654 | 7.055
2012 | 11 | 22 | 21 | 87.1 | 87.1 | 610 | 7.0034
2012 | 11 | 22 | 22 | 81.5 | 81.5 | 574 | 7.0429
2012 | 11 | 22 | 23 | 57.7 | 57.7 | 413 | 7.1577
2012 | 11 | 22 | 24 | 47.4 | 47.4 | 344 | 7.2574
2012 | 11 | 23 | 1 | 32.5 | 32.5 | 234 | 7.2
2012 | 11 | 23 | 2 | 20.5 | 20.5 | 141 | 6.878
2012 | 11 | 23 | 3 | 39.7 | 39.7 | 287 | 7.2292
2012 | 11 | 23 | 4 | 54.3 | 54.3 | 392 | 7.2192
2012 | 11 | 23 | 5 | 67.3 | 67.3 | 486 | 7.2214
2012 | 11 | 23 | 6 | 60.7 | 60.7 | 437 | 7.1993
2012 | 11 | 23 | 7 | 75.6 | 75.6 | 543 | 7.1825
2012 | 11 | 23 | 8 | 114.1 | 114.1 | 790 | 6.9238
2012 | 11 | 23 | 9 | 103.2 | 103.2 | 723 | 7.0058
2012 | 11 | 23 | 10 | 125.2 | 125.2 | 870 | 6.9489
2012 | 11 | 23 | 11 | 103.2 | 103.2 | 722 | 6.9961
2012 | 11 | 23 | 12 | 92 | 92 | 648 | 7.0435
2012 | 11 | 23 | 13 | 95.7 | 95.7 | 675 | 7.0533
2012 | 11 | 23 | 14 | 102.9 | 102.9 | 729 | 7.0845
2012 | 11 | 23 | 15 | 90.5 | 90.5 | 639 | 7.0608
2012 | 11 | 23 | 16 | 81.6 | 81.6 | 578 | 7.0833
2012 | 11 | 23 | 17 | 84.9 | 84.9 | 604 | 7.1143
2012 | 11 | 23 | 18 | 93.4 | 93.4 | 660 | 7.0664
2012 | 11 | 23 | 19 | 102.9 | 102.9 | 725 | 7.0457
2012 | 11 | 23 | 20 | 106 | 106 | 746 | 7.0377
2012 | 11 | 23 | 21 | 96.2 | 96.2 | 678 | 7.0478
2012 | 11 | 23 | 22 | 81 | 81 | 576 | 7.1111
2012 | 11 | 23 | 23 | 45.7 | 45.7 | 332 | 7.2648
2012 | 11 | 23 | 24 | 47.1 | 47.1 | 343 | 7.2824
2012 | 11 | 24 | 1 | 48.4 | 48.4 | 351 | 7.2521
2012 | 11 | 24 | 2 | 56.8 | 56.8 | 416 | 7.3239
2012 | 11 | 24 | 3 | 51.5 | 51.5 | 374 | 7.2621
2012 | 11 | 24 | 4 | 33.3 | 33.3 | 243 | 7.2973
2012 | 11 | 24 | 5 | 27.6 | 27.6 | 201 | 7.2826
2012 | 11 | 24 | 6 | 21.3 | 21.3 | 153 | 7.1831
2012 | 11 | 24 | 7 | 55.5 | 55.5 | 399 | 7.1892
2012 | 11 | 24 | 8 | 75.8 | 75.8 | 541 | 7.1372
2012 | 11 | 24 | 9 | 121.8 | 121.8 | 845 | 6.9376
2012 | 11 | 24 | 10 | 120.2 | 120.2 | 831 | 6.9135
2012 | 11 | 24 | 11 | 116.3 | 116.3 | 806 | 6.9304
2012 | 11 | 24 | 12 | 104 | 104 | 730 | 7.0192
2012 | 11 | 24 | 13 | 106.3 | 106.3 | 750 | 7.0555
2012 | 11 | 24 | 14 | 120.4 | 120.4 | 835 | 6.9352
2012 | 11 | 24 | 15 | 104.3 | 104.3 | 732 | 7.0182
2012 | 11 | 24 | 16 | 97.1 | 97.1 | 689 | 7.0958
2012 | 11 | 24 | 17 | 118.6 | 118.6 | 825 | 6.9562
2012 | 11 | 24 | 18 | 103.7 | 103.7 | 723 | 6.972
2012 | 11 | 24 | 19 | 104.4 | 104.4 | 732 | 7.0115
2012 | 11 | 24 | 20 | 133.5 | 133.5 | 921 | 6.8989
2012 | 11 | 24 | 21 | 145.6 | 145.6 | 988 | 6.7857
2012 | 11 | 24 | 22 | 124.4 | 124.4 | 855 | 6.873
2012 | 11 | 24 | 23 | 66.4 | 66.4 | 472 | 7.1084
2012 | 11 | 24 | 24 | 47.2 | 47.2 | 345 | 7.3093
2012 | 11 | 25 | 1 | 34.7 | 34.7 | 255 | 7.3487
2012 | 11 | 25 | 2 | 56.4 | 56.4 | 409 | 7.2518
2012 | 11 | 25 | 3 | 91.5 | 91.5 | 652 | 7.1257
2012 | 11 | 25 | 4 | 99.6 | 99.6 | 705 | 7.0783
2012 | 11 | 25 | 5 | 66.6 | 66.6 | 477 | 7.1622
2012 | 11 | 25 | 6 | 23.7 | 23.7 | 168 | 7.0886
2012 | 11 | 25 | 7 | 52.8 | 52.8 | 383 | 7.2538
2012 | 11 | 25 | 8 | 79.3 | 79.3 | 569 | 7.1753
2012 | 11 | 25 | 9 | 102.5 | 102.5 | 724 | 7.0634
2012 | 11 | 25 | 10 | 96.5 | 96.5 | 683 | 7.0777
2012 | 11 | 25 | 11 | 97.7 | 97.7 | 693 | 7.0931
2012 | 11 | 25 | 12 | 97.4 | 97.4 | 694 | 7.1253
2012 | 11 | 25 | 13 | 116 | 116 | 814 | 7.0172
2012 | 11 | 25 | 14 | 130.2 | 130.2 | 899 | 6.9048
2012 | 11 | 25 | 15 | 102.5 | 102.5 | 720 | 7.0244
2012 | 11 | 25 | 16 | 103.2 | 103.2 | 727 | 7.0446
2012 | 11 | 25 | 17 | 131.4 | 131.4 | 899 | 6.8417
2012 | 11 | 25 | 18 | 116.7 | 116.7 | 801 | 6.8638
2012 | 11 | 25 | 19 | 129.3 | 129.3 | 887 | 6.86
2012 | 11 | 25 | 20 | 161.8 | 161.8 | 1068 | 6.6007
2012 | 11 | 25 | 21 | 157.3 | 157.3 | 1035 | 6.5798
2012 | 11 | 25 | 22 | 117.1 | 117.1 | 805 | 6.8745
2012 | 11 | 25 | 23 | 83.4 | 83.4 | 585 | 7.0144
2012 | 11 | 25 | 24 | 43.7 | 43.7 | 315 | 7.2082
2012 | 11 | 26 | 1 | 28.4 | 28.4 | 205 | 7.2183
2012 | 11 | 26 | 2 | 18 | 18 | 126 | 7
2012 | 11 | 26 | 3 | 45.5 | 45.5 | 329 | 7.2308
2012 | 11 | 26 | 4 | 57.1 | 57.1 | 413 | 7.2329
2012 | 11 | 26 | 5 | 48.4 | 48.4 | 354 | 7.314
2012 | 11 | 26 | 6 | 62.2 | 62.2 | 446 | 7.1704
2012 | 11 | 26 | 7 | 109.9 | 109.9 | 756 | 6.879
2012 | 11 | 26 | 8 | 143.7 | 143.7 | 958 | 6.6667
2012 | 11 | 26 | 9 | 144.8 | 144.8 | 971 | 6.7058
2012 | 11 | 26 | 10 | 147.5 | 147.5 | 989 | 6.7051
2012 | 11 | 26 | 11 | 144.7 | 144.7 | 966 | 6.6759
2012 | 11 | 26 | 12 | 128.8 | 128.8 | 873 | 6.778
2012 | 11 | 26 | 13 | 123.4 | 123.4 | 840 | 6.8071
2012 | 11 | 26 | 14 | 91.4 | 91.4 | 631 | 6.9037
2012 | 11 | 26 | 15 | 109.8 | 109.8 | 766 | 6.9763
2012 | 11 | 26 | 16 | 117.2 | 117.2 | 806 | 6.8771
2012 | 11 | 26 | 17 | 118.6 | 118.6 | 823 | 6.9393
2012 | 11 | 26 | 18 | 145.1 | 145.1 | 965 | 6.6506
2012 | 11 | 26 | 19 | 132.9 | 132.9 | 819 | 6.1625
2012 | 11 | 26 | 20 | 139.6 | 139.6 | 943 | 6.755
2012 | 11 | 26 | 21 | 141.2 | 141.2 | 942 | 6.6714
2012 | 11 | 26 | 22 | 106.2 | 106.2 | 724 | 6.8173
2012 | 11 | 26 | 23 | 55.1 | 55.1 | 391 | 7.0962
2012 | 11 | 26 | 24 | 58.6 | 58.6 | 424 | 7.2355
2012 | 11 | 27 | 1 | 19.1 | 19.1 | 134 | 7.0157
2012 | 11 | 27 | 2 | 16.7 | 16.7 | 117 | 7.006
2012 | 11 | 27 | 3 | 16.5 | 16.5 | 117 | 7.0909
2012 | 11 | 27 | 4 | 16.8 | 16.8 | 118 | 7.0238
2012 | 11 | 27 | 5 | 17.5 | 17.5 | 127 | 7.2571
2012 | 11 | 27 | 6 | 54.3 | 54.3 | 384 | 7.0718
2012 | 11 | 27 | 7 | 105.2 | 105.2 | 727 | 6.9106
2012 | 11 | 27 | 8 | 150.9 | 150.9 | 1001 | 6.6335
2012 | 11 | 27 | 9 | 154.3 | 154.3 | 1022 | 6.6235
2012 | 11 | 27 | 10 | 167.2 | 167.2 | 1081 | 6.4653
2012 | 11 | 27 | 11 | 139.1 | 139.1 | 928 | 6.6715
2012 | 11 | 27 | 12 | 92.9 | 92.9 | 638 | 6.8676
2012 | 11 | 27 | 13 | 92.2 | 92.2 | 639 | 6.9306
2012 | 11 | 27 | 14 | 107 | 107 | 744 | 6.9533
2012 | 11 | 27 | 15 | 100 | 100 | 698 | 6.98
2012 | 11 | 27 | 16 | 120 | 120 | 832 | 6.9333
2012 | 11 | 27 | 17 | 143.6 | 143.6 | 958 | 6.6713
2012 | 11 | 27 | 18 | 105.7 | 105.7 | 720 | 6.8117
2012 | 11 | 27 | 19 | 73.1 | 73.1 | 508 | 6.9494
2012 | 11 | 27 | 20 | 77.9 | 77.9 | 550 | 7.0603
2012 | 11 | 27 | 21 | 80.7 | 80.7 | 570 | 7.0632
2012 | 11 | 27 | 22 | 66.5 | 66.5 | 471 | 7.0827
2012 | 11 | 27 | 23 | 41.5 | 41.5 | 295 | 7.1084
2012 | 11 | 27 | 24 | 51.4 | 51.4 | 376 | 7.3152
2012 | 11 | 28 | 1 | 18.4 | 18.4 | 125 | 6.7935
2012 | 11 | 28 | 2 | 33.2 | 33.2 | 243 | 7.3193
2012 | 11 | 28 | 3 | 44 | 44 | 320 | 7.2727
2012 | 11 | 28 | 4 | 48.6 | 48.6 | 352 | 7.2428
2012 | 11 | 28 | 5 | 37.1 | 37.1 | 267 | 7.1968
2012 | 11 | 28 | 6 | 40.7 | 40.7 | 291 | 7.1499
2012 | 11 | 28 | 7 | 140.7 | 140.7 | 949 | 6.7448
2012 | 11 | 28 | 8 | 159 | 159 | 1044 | 6.566
2012 | 11 | 28 | 9 | 159.5 | 159.5 | 1051 | 6.5893
2012 | 11 | 28 | 10 | 142 | 142 | 949 | 6.6831
2012 | 11 | 28 | 11 | 121.1 | 121.1 | 826 | 6.8208
2012 | 11 | 28 | 12 | 100.3 | 100.3 | 700 | 6.9791
2012 | 11 | 28 | 13 | 113.9 | 113.9 | 795 | 6.9798
2012 | 11 | 28 | 14 | 108.5 | 108.5 | 758 | 6.9862
2012 | 11 | 28 | 15 | 117.3 | 117.3 | 816 | 6.9565
2012 | 11 | 28 | 16 | 120.4 | 120.4 | 837 | 6.9518
2012 | 11 | 28 | 17 | 127 | 127 | 876 | 6.8976
2012 | 11 | 28 | 18 | 139.5 | 139.5 | 946 | 6.7814
2012 | 11 | 28 | 19 | 123.5 | 123.5 | 844 | 6.834
2012 | 11 | 28 | 20 | 116.5 | 116.5 | 804 | 6.9013
2012 | 11 | 28 | 21 | 110.7 | 110.7 | 768 | 6.9377
2012 | 11 | 28 | 22 | 95.9 | 95.9 | 672 | 7.0073
2012 | 11 | 28 | 23 | 70 | 70 | 499 | 7.1286
2012 | 11 | 28 | 24 | 67.7 | 67.7 | 479 | 7.0753
2012 | 11 | 29 | 1 | 44.7 | 44.7 | 316 | 7.0694
2012 | 11 | 29 | 2 | 62.2 | 62.2 | 449 | 7.2186
2012 | 11 | 29 | 3 | 87.9 | 82.1 | 586 | 7.1376
2012 | 11 | 29 | 4 | 83.7 | 59.6 | 421 | 7.0638
2012 | 11 | 29 | 5 | 80.4 | 80.4 | 576 | 7.1642
2012 | 11 | 29 | 6 | 93.7 | 93.7 | 666 | 7.1078
2012 | 11 | 29 | 7 | 157.9 | 157.9 | 1053 | 6.6688
2012 | 11 | 29 | 8 | 137.1 | 137.1 | 929 | 6.7761
2012 | 11 | 29 | 9 | 123.8 | 123.8 | 857 | 6.9225
2012 | 11 | 29 | 10 | 129.8 | 129.8 | 897 | 6.9106
2012 | 11 | 29 | 11 | 155.7 | 155.7 | 1029 | 6.6089
2012 | 11 | 29 | 12 | 119.4 | 119.4 | 822 | 6.8844
2012 | 11 | 29 | 13 | 144.2 | 144.2 | 982 | 6.81
2012 | 11 | 29 | 14 | 133.5 | 133.5 | 911 | 6.824
2012 | 11 | 29 | 15 | 122.2 | 122.2 | 841 | 6.8822
2012 | 11 | 29 | 16 | 111.8 | 111.8 | 775 | 6.932
2012 | 11 | 29 | 17 | 131.5 | 131.5 | 909 | 6.9125
2012 | 11 | 29 | 18 | 132.8 | 132.8 | 909 | 6.8449
2012 | 11 | 29 | 19 | 86 | 86 | 595 | 6.9186
2012 | 11 | 29 | 20 | 96.9 | 96.9 | 681 | 7.0279
2012 | 11 | 29 | 21 | 107.3 | 107.3 | 753 | 7.0177
2012 | 11 | 29 | 22 | 122.6 | 122.6 | 853 | 6.9576
2012 | 11 | 29 | 23 | 102 | 102 | 718 | 7.0392
2012 | 11 | 29 | 24 | 82.7 | 82.7 | 584 | 7.0617
2012 | 11 | 30 | 1 | 50.6 | 50.6 | 359 | 7.0949
2012 | 11 | 30 | 2 | 47.2 | 47.2 | 340 | 7.2034
2012 | 11 | 30 | 3 | 47.4 | 47.4 | 344 | 7.2574
2012 | 11 | 30 | 4 | 72.9 | 72.9 | 524 | 7.1879
2012 | 11 | 30 | 5 | 99.3 | 99.3 | 702 | 7.0695
2012 | 11 | 30 | 6 | 97.7 | 97.7 | 688 | 7.042
2012 | 11 | 30 | 7 | 122.9 | 122.9 | 843 | 6.8592
2012 | 11 | 30 | 8 | 106.8 | 106.8 | 743 | 6.9569
2012 | 11 | 30 | 9 | 119 | 119 | 827 | 6.9496
2012 | 11 | 30 | 10 | 136.7 | 136.7 | 934 | 6.8325
2012 | 11 | 30 | 11 | 139.6 | 139.6 | 947 | 6.7837
2012 | 11 | 30 | 12 | 128.5 | 128.5 | 876 | 6.8171
2012 | 11 | 30 | 13 | 131.7 | 131.7 | 909 | 6.9021
2012 | 11 | 30 | 14 | 128 | 128 | 875 | 6.8359
2012 | 11 | 30 | 15 | 111.8 | 111.8 | 778 | 6.9589
2012 | 11 | 30 | 16 | 143.2 | 143.2 | 970 | 6.7737
2012 | 11 | 30 | 17 | 126.9 | 126.9 | 868 | 6.84
2012 | 11 | 30 | 18 | 128.4 | 128.4 | 878 | 6.838
2012 | 11 | 30 | 19 | 103.1 | 103.1 | 719 | 6.9738
2012 | 11 | 30 | 20 | 104.6 | 104.6 | 733 | 7.0076
2012 | 11 | 30 | 21 | 110 | 110 | 768 | 6.9818
2012 | 11 | 30 | 22 | 110.5 | 110.5 | 773 | 6.9955
2012 | 11 | 30 | 23 | 100.3 | 98.8 | 697 | 7.0547
2012 | 11 | 30 | 24 | 99.6 | 75.7 | 531 | 7.0145
2012 | 12 | 1 | 1 | 76.2 | 72.9 | 519 | 7.1193
2012 | 12 | 1 | 2 | 52.6 | 43.6 | 310 | 7.1101
2012 | 12 | 1 | 3 | 125.6 | 113.6 | 791 | 6.963
2012 | 12 | 1 | 4 | 38.4 | 38.4 | 266 | 6.9271
2012 | 12 | 1 | 5 | 17.5 | 17.5 | 118 | 6.7429
2012 | 12 | 1 | 6 | 54 | 54 | 393 | 7.2778
2012 | 12 | 1 | 7 | 57.6 | 57.6 | 417 | 7.2396
2012 | 12 | 1 | 8 | 91.7 | 91.7 | 650 | 7.0883
2012 | 12 | 1 | 9 | 90.9 | 90.9 | 645 | 7.0957
2012 | 12 | 1 | 10 | 128.6 | 128.6 | 888 | 6.9051
2012 | 12 | 1 | 11 | 113.5 | 113.5 | 787 | 6.9339
2012 | 12 | 1 | 12 | 127.8 | 127.8 | 888 | 6.9484
2012 | 12 | 1 | 13 | 131.7 | 131.7 | 906 | 6.8793
2012 | 12 | 1 | 14 | 118.9 | 118.9 | 824 | 6.9302
2012 | 12 | 1 | 15 | 126.7 | 126.7 | 872 | 6.8824
2012 | 12 | 1 | 16 | 135.1 | 135.1 | 925 | 6.8468
2012 | 12 | 1 | 17 | 156.5 | 156.5 | 1043 | 6.6645
2012 | 12 | 1 | 18 | 138.9 | 138.9 | 943 | 6.7891
2012 | 12 | 1 | 19 | 132 | 132 | 906 | 6.8636
2012 | 12 | 1 | 20 | 131.8 | 131.8 | 902 | 6.8437
2012 | 12 | 1 | 21 | 89.6 | 89.6 | 627 | 6.9978
2012 | 12 | 1 | 22 | 89.1 | 89.1 | 634 | 7.1156
2012 | 12 | 1 | 23 | 87.4 | 87.4 | 624 | 7.1396
2012 | 12 | 1 | 24 | 101.9 | 101.9 | 723 | 7.0952
2012 | 12 | 2 | 1 | 98.3 | 98.3 | 696 | 7.0804
2012 | 12 | 2 | 2 | 94.7 | 94.7 | 673 | 7.1067
2012 | 12 | 2 | 3 | 97.6 | 97.6 | 692 | 7.0902
2012 | 12 | 2 | 4 | 136.4 | 136.4 | 943 | 6.9135
2012 | 12 | 2 | 5 | 139.7 | 139.7 | 957 | 6.8504
2012 | 12 | 2 | 6 | 135.8 | 135.8 | 930 | 6.8483
2012 | 12 | 2 | 7 | 112.1 | 102.6 | 718 | 6.9981
2012 | 12 | 2 | 8 | 131.1 | 129 | 885 | 6.8605
2012 | 12 | 2 | 9 | 126 | 126 | 867 | 6.881
2012 | 12 | 2 | 10 | 119.7 | 119.7 | 827 | 6.9089
2012 | 12 | 2 | 11 | 107.5 | 107.5 | 747 | 6.9488
2012 | 12 | 2 | 12 | 90 | 90 | 630 | 7
2012 | 12 | 2 | 13 | 88.6 | 88.6 | 623 | 7.0316
2012 | 12 | 2 | 14 | 92.5 | 92.5 | 651 | 7.0378
2012 | 12 | 2 | 15 | 119.1 | 119.1 | 822 | 6.9018
2012 | 12 | 2 | 16 | 109.3 | 109.3 | 761 | 6.9625
2012 | 12 | 2 | 17 | 97.1 | 97.1 | 681 | 7.0134
2012 | 12 | 2 | 18 | 113.2 | 113.2 | 789 | 6.97
2012 | 12 | 2 | 19 | 116 | 116 | 798 | 6.8793
2012 | 12 | 2 | 20 | 107.5 | 107.5 | 747 | 6.9488
2012 | 12 | 2 | 21 | 128.5 | 128.5 | 883 | 6.8716
2012 | 12 | 2 | 22 | 122.9 | 122.9 | 850 | 6.9162
2012 | 12 | 2 | 23 | 84.4 | 84.4 | 595 | 7.0498
2012 | 12 | 2 | 24 | 65.8 | 65.8 | 469 | 7.1277
2012 | 12 | 3 | 1 | 41.4 | 41.4 | 295 | 7.1256
2012 | 12 | 3 | 2 | 18 | 18 | 129 | 7.1667
2012 | 12 | 3 | 3 | 21.2 | 21.2 | 154 | 7.2642
2012 | 12 | 3 | 4 | 17 | 17 | 119 | 7
2012 | 12 | 3 | 5 | 25.5 | 25.5 | 183 | 7.1765
2012 | 12 | 3 | 6 | 81.3 | 81.3 | 576 | 7.0849
2012 | 12 | 3 | 7 | 156.4 | 156.4 | 1040 | 6.6496
2012 | 12 | 3 | 8 | 163.7 | 163.7 | 1072 | 6.5486
2012 | 12 | 3 | 9 | 151.2 | 151.2 | 1011 | 6.6865
2012 | 12 | 3 | 10 | 127.3 | 127.3 | 872 | 6.85
2012 | 12 | 3 | 11 | 87.7 | 87.7 | 615 | 7.0125
2012 | 12 | 3 | 12 | 77 | 77 | 551 | 7.1558
2012 | 12 | 3 | 13 | 66.5 | 66.5 | 471 | 7.0827
2012 | 12 | 3 | 14 | 81.9 | 81.9 | 579 | 7.0696
2012 | 12 | 3 | 15 | 91.6 | 91.6 | 643 | 7.0197
2012 | 12 | 3 | 16 | 118.8 | 118.8 | 828 | 6.9697
2012 | 12 | 3 | 17 | 141.5 | 141.5 | 959 | 6.7774
2012 | 12 | 3 | 18 | 134.4 | 134.4 | 916 | 6.8155
2012 | 12 | 3 | 19 | 127.9 | 127.9 | 876 | 6.8491
2012 | 12 | 3 | 20 | 114.3 | 114.3 | 792 | 6.9291
2012 | 12 | 3 | 21 | 112.1 | 112.1 | 780 | 6.9581
2012 | 12 | 3 | 22 | 100.7 | 100.7 | 707 | 7.0209
2012 | 12 | 3 | 23 | 98.1 | 98.1 | 673 | 6.8603
2012 | 12 | 3 | 24 | 88 | 88 | 628 | 7.1364
2012 | 12 | 4 | 1 | 90 | 90 | 642 | 7.1333
2012 | 12 | 4 | 2 | 76.8 | 76.8 | 545 | 7.0964
2012 | 12 | 4 | 3 | 37.3 | 37.3 | 261 | 6.9973
2012 | 12 | 4 | 4 | 26.9 | 26.9 | 193 | 7.1747
2012 | 12 | 4 | 5 | 38.8 | 38.8 | 280 | 7.2165
2012 | 12 | 4 | 6 | 65 | 65 | 469 | 7.2154
2012 | 12 | 4 | 7 | 95.9 | 95.9 | 674 | 7.0282
2012 | 12 | 4 | 8 | 123.3 | 123.3 | 848 | 6.8775
2012 | 12 | 4 | 9 | 129.7 | 129.7 | 890 | 6.862
2012 | 12 | 4 | 10 | 124.6 | 124.6 | 864 | 6.9342
2012 | 12 | 4 | 11 | 101.2 | 101.2 | 709 | 7.0059
2012 | 12 | 4 | 12 | 83.9 | 83.9 | 591 | 7.0441
2012 | 12 | 4 | 13 | 76.2 | 76.2 | 540 | 7.0866
2012 | 12 | 4 | 14 | 99.7 | 99.7 | 709 | 7.1113
2012 | 12 | 4 | 15 | 118.2 | 118.2 | 822 | 6.9543
2012 | 12 | 4 | 16 | 123.2 | 123.2 | 852 | 6.9156
2012 | 12 | 4 | 17 | 114 | 114 | 728 | 6.386
2012 | 12 | 4 | 18 | 102.9 | 102.9 | 715 | 6.9485
2012 | 12 | 4 | 19 | 93.1 | 93.1 | 656 | 7.0462
2012 | 12 | 4 | 20 | 128.1 | 128.1 | 882 | 6.8852
2012 | 12 | 4 | 21 | 125.9 | 125.9 | 867 | 6.8864
2012 | 12 | 4 | 22 | 111.5 | 111.5 | 774 | 6.9417
2012 | 12 | 4 | 23 | 76 | 76 | 540 | 7.1053
2012 | 12 | 4 | 24 | 68.5 | 68.5 | 491 | 7.1679
2012 | 12 | 5 | 1 | 24.6 | 24.6 | 173 | 7.0325
2012 | 12 | 5 | 2 | 25.4 | 25.4 | 183 | 7.2047
2012 | 12 | 5 | 3 | 56.9 | 56.9 | 412 | 7.2408
2012 | 12 | 5 | 4 | 83 | 83 | 595 | 7.1687
2012 | 12 | 5 | 5 | 85 | 85 | 602 | 7.0824
2012 | 12 | 5 | 6 | 68.8 | 68.8 | 491 | 7.1366
2012 | 12 | 5 | 7 | 99.5 | 99.5 | 699 | 7.0251
2012 | 12 | 5 | 8 | 117.4 | 117.4 | 811 | 6.908
2012 | 12 | 5 | 9 | 126.1 | 126.1 | 870 | 6.8993
2012 | 12 | 5 | 10 | 143.9 | 143.9 | 971 | 6.7477
2012 | 12 | 5 | 11 | 120.3 | 120.3 | 828 | 6.8828
2012 | 12 | 5 | 12 | 120.1 | 120.1 | 827 | 6.8859
2012 | 12 | 5 | 13 | 115.6 | 115.6 | 803 | 6.9464
2012 | 12 | 5 | 14 | 143.5 | 143.5 | 972 | 6.7735
2012 | 12 | 5 | 15 | 122.7 | 122.7 | 843 | 6.8704
2012 | 12 | 5 | 16 | 159 | 159 | 1055 | 6.6352
2012 | 12 | 5 | 17 | 145.5 | 145.5 | 978 | 6.7216
2012 | 12 | 5 | 18 | 176.2 | 176.2 | 1132 | 6.4245
2012 | 12 | 5 | 19 | 174.8 | 174.8 | 1122 | 6.4188
2012 | 12 | 5 | 20 | 177.5 | 177.5 | 1133 | 6.3831
2012 | 12 | 5 | 21 | 177.2 | 177.2 | 1134 | 6.3995
2012 | 12 | 5 | 22 | 172.1 | 172.1 | 1114 | 6.473
2012 | 12 | 5 | 23 | 158.8 | 158.8 | 1053 | 6.631
2012 | 12 | 5 | 24 | 154.2 | 154.2 | 1023 | 6.6342
2012 | 12 | 6 | 1 | 136.2 | 136.2 | 917 | 6.7327
2012 | 12 | 6 | 2 | 102.9 | 102.9 | 708 | 6.8805
2012 | 12 | 6 | 3 | 86.7 | 86.7 | 608 | 7.0127
2012 | 12 | 6 | 4 | 100.7 | 100.7 | 710 | 7.0506
2012 | 12 | 6 | 5 | 107.3 | 107.3 | 749 | 6.9804
2012 | 12 | 6 | 6 | 111.4 | 111.4 | 769 | 6.9031
2012 | 12 | 6 | 7 | 109.7 | 109.7 | 756 | 6.8915
2012 | 12 | 6 | 8 | 119.1 | 119.1 | 815 | 6.843
2012 | 12 | 6 | 9 | 138.8 | 138.8 | 941 | 6.7795
2012 | 12 | 6 | 10 | 161.5 | 161.5 | 1064 | 6.5882
2012 | 12 | 6 | 11 | 164.5 | 164.5 | 1072 | 6.5167
2012 | 12 | 6 | 12 | 152.1 | 152.1 | 1003 | 6.5943
2012 | 12 | 6 | 13 | 145 | 145 | 956 | 6.5931
2012 | 12 | 6 | 14 | 130.7 | 130.7 | 884 | 6.7636
2012 | 12 | 6 | 15 | 149.4 | 149.4 | 993 | 6.6466
2012 | 12 | 6 | 16 | 149.6 | 149.6 | 992 | 6.631
2012 | 12 | 6 | 17 | 146.1 | 146.1 | 968 | 6.6256
2012 | 12 | 6 | 18 | 108.8 | 108.8 | 743 | 6.829
2012 | 12 | 6 | 19 | 90.7 | 90.7 | 632 | 6.968
2012 | 12 | 6 | 20 | 97.4 | 97.4 | 682 | 7.0021
2012 | 12 | 6 | 21 | 91 | 91 | 635 | 6.978
2012 | 12 | 6 | 22 | 82.1 | 82.1 | 581 | 7.0767
2012 | 12 | 6 | 23 | 115.3 | 115.3 | 810 | 7.0252
2012 | 12 | 6 | 24 | 107.1 | 107.1 | 755 | 7.0495
2012 | 12 | 7 | 1 | 121.3 | 121.3 | 846 | 6.9744
2012 | 12 | 7 | 2 | 109.7 | 109.7 | 767 | 6.9918
2012 | 12 | 7 | 3 | 104.1 | 104.1 | 732 | 7.0317
2012 | 12 | 7 | 4 | 126.9 | 126.9 | 882 | 6.9504
2012 | 12 | 7 | 5 | 117.9 | 117.9 | 817 | 6.9296
2012 | 12 | 7 | 6 | 88.9 | 88.9 | 626 | 7.0416
2012 | 12 | 7 | 7 | 122.2 | 122.2 | 845 | 6.9149
2012 | 12 | 7 | 8 | 133.9 | 133.9 | 914 | 6.826
2012 | 12 | 7 | 9 | 154.5 | 154.5 | 1031 | 6.6731
2012 | 12 | 7 | 10 | 147.2 | 147.2 | 987 | 6.7052
2012 | 12 | 7 | 11 | 143.2 | 143.2 | 968 | 6.7598
2012 | 12 | 7 | 12 | 130.3 | 130.3 | 886 | 6.7997
2012 | 12 | 7 | 13 | 130.7 | 130.7 | 896 | 6.8554
2012 | 12 | 7 | 14 | 126.8 | 126.8 | 870 | 6.8612
2012 | 12 | 7 | 15 | 132 | 132 | 907 | 6.8712
2012 | 12 | 7 | 16 | 141.8 | 141.8 | 963 | 6.7913
2012 | 12 | 7 | 17 | 126.7 | 126.7 | 871 | 6.8745
2012 | 12 | 7 | 18 | 122.5 | 122.5 | 844 | 6.8898
2012 | 12 | 7 | 19 | 113.1 | 113.1 | 786 | 6.9496
2012 | 12 | 7 | 20 | 138.4 | 138.4 | 947 | 6.8425
2012 | 12 | 7 | 21 | 153.2 | 153.2 | 1028 | 6.7102
2012 | 12 | 7 | 22 | 146.9 | 146.9 | 990 | 6.7393
2012 | 12 | 7 | 23 | 113 | 113 | 788 | 6.9735
2012 | 12 | 7 | 24 | 122.7 | 122.7 | 853 | 6.9519
2012 | 12 | 8 | 1 | 129.9 | 129.9 | 901 | 6.9361
2012 | 12 | 8 | 2 | 136.8 | 136.8 | 938 | 6.8567
2012 | 12 | 8 | 3 | 125.4 | 125.4 | 866 | 6.9059
2012 | 12 | 8 | 4 | 97.5 | 97.5 | 688 | 7.0564
2012 | 12 | 8 | 5 | 120.9 | 120.9 | 844 | 6.981
2012 | 12 | 8 | 6 | 118.1 | 118.1 | 822 | 6.9602
2012 | 12 | 8 | 7 | 131 | 131 | 902 | 6.8855
2012 | 12 | 8 | 8 | 134.2 | 134.2 | 918 | 6.8405
2012 | 12 | 8 | 9 | 140.3 | 140.3 | 955 | 6.8068
2012 | 12 | 8 | 10 | 133 | 133 | 904 | 6.797
2012 | 12 | 8 | 11 | 148.2 | 148.2 | 990 | 6.6802
2012 | 12 | 8 | 12 | 134.2 | 134.2 | 913 | 6.8033
2012 | 12 | 8 | 13 | 146.1 | 146.1 | 988 | 6.7625
2012 | 12 | 8 | 14 | 151.6 | 151.6 | 1013 | 6.6821
2012 | 12 | 8 | 15 | 147.6 | 147.6 | 987 | 6.687
2012 | 12 | 8 | 16 | 134 | 134 | 912 | 6.806
2012 | 12 | 8 | 17 | 128 | 128 | 878 | 6.8594
2012 | 12 | 8 | 18 | 144 | 144 | 972 | 6.75
2012 | 12 | 8 | 19 | 136.1 | 136.1 | 926 | 6.8038
2012 | 12 | 8 | 20 | 139.8 | 139.8 | 949 | 6.7883
2012 | 12 | 8 | 21 | 143.3 | 143.3 | 969 | 6.762
2012 | 12 | 8 | 22 | 142.8 | 142.8 | 969 | 6.7857
2012 | 12 | 8 | 23 | 138.23 | 138.23 | 938 | 6.7858
2012 | 12 | 8 | 24 | 143.8 | 143.8 | 977 | 6.7942
2012 | 12 | 9 | 1 | 135.8 | 135.8 | 931 | 6.8557
2012 | 12 | 9 | 2 | 122.9 | 122.9 | 852 | 6.9325
2012 | 12 | 9 | 3 | 112.1 | 112.1 | 785 | 7.0027
2012 | 12 | 9 | 4 | 108.3 | 108.3 | 759 | 7.0083
2012 | 12 | 9 | 5 | 103.4 | 103.4 | 723 | 6.9923
2012 | 12 | 9 | 6 | 112.1 | 112.1 | 782 | 6.9759
2012 | 12 | 9 | 7 | 110.6 | 110.6 | 771 | 6.9711
2012 | 12 | 9 | 8 | 126 | 126 | 870 | 6.9048
2012 | 12 | 9 | 9 | 135 | 135 | 920 | 6.8148
2012 | 12 | 9 | 10 | 133.5 | 133.5 | 909 | 6.809
2012 | 12 | 9 | 11 | 137.5 | 137.5 | 932 | 6.7782
2012 | 12 | 9 | 12 | 138.5 | 138.5 | 943 | 6.8087
2012 | 12 | 9 | 13 | 138.8 | 138.8 | 942 | 6.7867
2012 | 12 | 9 | 14 | 144.3 | 144.3 | 975 | 6.7568
2012 | 12 | 9 | 15 | 137.3 | 137.3 | 892 | 6.4967
2012 | 12 | 9 | 16 | 120 | 120 | 831 | 6.925
2012 | 12 | 9 | 17 | 121.7 | 121.7 | 843 | 6.9269
2012 | 12 | 9 | 18 | 128.6 | 128.6 | 886 | 6.8896
2012 | 12 | 9 | 19 | 137.76 | 137.76 | 921 | 6.6855
2012 | 12 | 9 | 20 | 170.3 | 170.3 | 1115 | 6.5473
2012 | 12 | 9 | 21 | 169.4 | 169.4 | 1102 | 6.5053
2012 | 12 | 9 | 22 | 158.8 | 158.8 | 1049 | 6.6058
2012 | 12 | 9 | 23 | 139.6 | 139.6 | 950 | 6.8052
2012 | 12 | 9 | 24 | 105.1 | 105.1 | 732 | 6.9648
2012 | 12 | 10 | 1 | 104.6 | 104.6 | 732 | 6.9981
2012 | 12 | 10 | 2 | 98.1 | 98.1 | 689 | 7.0234
2012 | 12 | 10 | 3 | 112.4 | 112.4 | 790 | 7.0285
2012 | 12 | 10 | 4 | 114.8 | 114.8 | 805 | 7.0122
2012 | 12 | 10 | 5 | 117.8 | 117.8 | 822 | 6.9779
2012 | 12 | 10 | 6 | 102.2 | 102.2 | 712 | 6.9667
2012 | 12 | 10 | 7 | 95.7 | 95.7 | 669 | 6.9906
2012 | 12 | 10 | 8 | 118.1 | 118.1 | 821 | 6.9517
2012 | 12 | 10 | 9 | 138 | 138 | 944 | 6.8406
2012 | 12 | 10 | 10 | 159.2 | 159.2 | 1059 | 6.652
2012 | 12 | 10 | 11 | 144.1 | 144.1 | 970 | 6.7314
2012 | 12 | 10 | 12 | 131.4 | 131.4 | 903 | 6.8721
2012 | 12 | 10 | 13 | 147 | 147 | 995 | 6.7687
2012 | 12 | 10 | 14 | 144.6 | 144.6 | 980 | 6.7773
2012 | 12 | 10 | 15 | 147 | 147 | 994 | 6.7619
2012 | 12 | 10 | 16 | 140.7 | 140.7 | 956 | 6.7946
2012 | 12 | 10 | 17 | 144.3 | 144.3 | 996 | 6.9023
2012 | 12 | 10 | 18 | 156.3 | 156.3 | 1040 | 6.6539
2012 | 12 | 10 | 19 | 142.8 | 142.8 | 968 | 6.7787
2012 | 12 | 10 | 20 | 168.4 | 168.4 | 1102 | 6.5439
2012 | 12 | 10 | 21 | 148.6 | 148.6 | 995 | 6.6958
2012 | 12 | 10 | 22 | 157.5 | 157.5 | 1046 | 6.6413
2012 | 12 | 10 | 23 | 149.9 | 149.9 | 1007 | 6.7178
2012 | 12 | 10 | 24 | 146.7 | 146.7 | 993 | 6.7689
2012 | 12 | 11 | 1 | 147.9 | 147.9 | 1002 | 6.7748
2012 | 12 | 11 | 2 | 136.3 | 136.3 | 923 | 6.7718
2012 | 12 | 11 | 3 | 110.3 | 110.3 | 767 | 6.9538
2012 | 12 | 11 | 4 | 105.9 | 105.9 | 741 | 6.9972
2012 | 12 | 11 | 5 | 118.3 | 118.3 | 824 | 6.9653
2012 | 12 | 11 | 6 | 126.4 | 126.4 | 870 | 6.8829
2012 | 12 | 11 | 7 | 140.9 | 140.9 | 956 | 6.785
2012 | 12 | 11 | 8 | 137.6 | 137.6 | 932 | 6.7733
2012 | 12 | 11 | 9 | 126 | 126 | 877 | 6.9603
2012 | 12 | 11 | 10 | 136 | 136 | 925 | 6.8015
2012 | 12 | 11 | 11 | 135.8 | 135.8 | 922 | 6.7894
2012 | 12 | 11 | 12 | 147.4 | 147.4 | 996 | 6.7571
2012 | 12 | 11 | 13 | 151.5 | 151.5 | 1017 | 6.7129
2012 | 12 | 11 | 14 | 154.1 | 154.1 | 1027 | 6.6645
2012 | 12 | 11 | 15 | 147.6 | 147.6 | 994 | 6.7344
2012 | 12 | 11 | 16 | 151.9 | 151.9 | 1017 | 6.6952
2012 | 12 | 11 | 17 | 136.8 | 136.3 | 930 | 6.8232
2012 | 12 | 11 | 18 | 153.8 | 131.5 | 888 | 6.7529
2012 | 12 | 11 | 19 | 150.5 | 116.6 | 789 | 6.7667
2012 | 12 | 11 | 20 | 176.1 | 146.4 | 965 | 6.5915
2012 | 12 | 11 | 21 | 164.2 | 145.2 | 965 | 6.646
2012 | 12 | 11 | 22 | 161 | 138.2 | 925 | 6.6932
2012 | 12 | 11 | 23 | 172 | 142.8 | 949 | 6.6457
2012 | 12 | 11 | 24 | 173.3 | 144.1 | 958 | 6.6482
2012 | 12 | 12 | 1 | 164.9 | 141.5 | 927 | 6.5512
2012 | 12 | 12 | 2 | 121.6 | 100.7 | 691 | 6.862
2012 | 12 | 12 | 3 | 112.6 | 96.4 | 666 | 6.9087
2012 | 12 | 12 | 4 | 84.6 | 84.6 | 592 | 6.9976
2012 | 12 | 12 | 5 | 115.3 | 115.3 | 808 | 7.0078
2012 | 12 | 12 | 6 | 111.7 | 111.7 | 774 | 6.9293
2012 | 12 | 12 | 7 | 108 | 108 | 753 | 6.9722
2012 | 12 | 12 | 8 | 104.5 | 104.5 | 730 | 6.9856
2012 | 12 | 12 | 9 | 115.1 | 115.1 | 797 | 6.9244
2012 | 12 | 12 | 10 | 139.6 | 139.6 | 949 | 6.798
2012 | 12 | 12 | 11 | 150.7 | 150.7 | 1011 | 6.7087
2012 | 12 | 12 | 12 | 145.9 | 145.9 | 983 | 6.7375
2012 | 12 | 12 | 13 | 140.6 | 140.6 | 955 | 6.7923
2012 | 12 | 12 | 14 | 150.9 | 150.9 | 1012 | 6.7064
2012 | 12 | 12 | 15 | 161.2 | 161.2 | 1066 | 6.6129
2012 | 12 | 12 | 16 | 157.1 | 157.1 | 1042 | 6.6327
2012 | 12 | 12 | 17 | 169.4 | 169.4 | 1107 | 6.5348
2012 | 12 | 12 | 18 | 152.8 | 152.8 | 1018 | 6.6623
2012 | 12 | 12 | 19 | 140 | 140 | 951 | 6.7929
2012 | 12 | 12 | 20 | 164.2 | 164.2 | 1080 | 6.5773
2012 | 12 | 12 | 21 | 169.4 | 169.4 | 1104 | 6.5171
2012 | 12 | 12 | 22 | 167 | 167 | 1089 | 6.521
2012 | 12 | 12 | 23 | 171.9 | 171.9 | 1111 | 6.4631
2012 | 12 | 12 | 24 | 172.1 | 172.1 | 1115 | 6.4788
2012 | 12 | 13 | 1 | 160.1 | 160.1 | 1056 | 6.5959
2012 | 12 | 13 | 2 | 150.9 | 150.9 | 1010 | 6.6932
2012 | 12 | 13 | 3 | 126.5 | 126.5 | 869 | 6.8696
2012 | 12 | 13 | 4 | 130 | 130 | 893 | 6.8692
2012 | 12 | 13 | 5 | 120 | 120 | 830 | 6.9167
2012 | 12 | 13 | 6 | 132.8 | 132.8 | 909 | 6.8449
2012 | 12 | 13 | 7 | 141.3 | 141.3 | 956 | 6.7657
2012 | 12 | 13 | 8 | 133.3 | 133.3 | 907 | 6.8042
2012 | 12 | 13 | 9 | 148 | 148 | 992 | 6.7027
2012 | 12 | 13 | 10 | 149.5 | 149.5 | 986 | 6.5953
2012 | 12 | 13 | 11 | 149.9 | 149.9 | 997 | 6.6511
2012 | 12 | 13 | 12 | 144.9 | 144.9 | 979 | 6.7564
2012 | 12 | 13 | 13 | 164.1 | 164.1 | 1078 | 6.5692
2012 | 12 | 13 | 14 | 154.9 | 154.9 | 1026 | 6.6236
2012 | 12 | 13 | 15 | 154.1 | 154.1 | 1023 | 6.6385
2012 | 12 | 13 | 16 | 150.6 | 150.6 | 1007 | 6.6866
2012 | 12 | 13 | 17 | 162 | 162 | 1066 | 6.5802
2012 | 12 | 13 | 18 | 144.1 | 144.1 | 965 | 6.6967
2012 | 12 | 13 | 19 | 130.3 | 130.3 | 893 | 6.8534
2012 | 12 | 13 | 20 | 142 | 142 | 963 | 6.7817
2012 | 12 | 13 | 21 | 149.3 | 149.3 | 1044 | 6.9926
2012 | 12 | 13 | 22 | 153.5 | 153.5 | 1028 | 6.6971
2012 | 12 | 13 | 23 | 157.8 | 157.8 | 1049 | 6.6477
2012 | 12 | 13 | 24 | 163.4 | 163.4 | 1078 | 6.5973
2012 | 12 | 14 | 1 | 151.5 | 151.5 | 1012 | 6.6799
2012 | 12 | 14 | 2 | 151.8 | 151.8 | 1018 | 6.7062
2012 | 12 | 14 | 3 | 145.8 | 145.8 | 980 | 6.7215
2012 | 12 | 14 | 4 | 145.9 | 145.9 | 980 | 6.7169
2012 | 12 | 14 | 5 | 140.8 | 140.8 | 946 | 6.7188
2012 | 12 | 14 | 6 | 148.1 | 148.1 | 983 | 6.6374
2012 | 12 | 14 | 7 | 148.9 | 148.9 | 980 | 6.5816
2012 | 12 | 14 | 8 | 131.5 | 131.5 | 879 | 6.6844
2012 | 12 | 14 | 9 | 106.5 | 106.5 | 721 | 6.77
2012 | 12 | 14 | 10 | 106.95 | 106.95 | 737 | 6.8911
2012 | 12 | 14 | 11 | 106.23 | 106.23 | 729 | 6.8625
2012 | 12 | 14 | 12 | 115.2 | 115.2 | 781 | 6.7795
2012 | 12 | 14 | 13 | 152.3 | 152.3 | 990 | 6.5003
2012 | 12 | 14 | 14 | 150.4 | 150.4 | 998 | 6.6356
2012 | 12 | 14 | 15 | 122.3 | 122.3 | 832 | 6.8029
2012 | 12 | 14 | 16 | 128.8 | 128.8 | 880 | 6.8323
2012 | 12 | 14 | 17 | 137.6 | 137.6 | 927 | 6.7369
2012 | 12 | 14 | 18 | 148.9 | 148.9 | 992 | 6.6622
2012 | 12 | 14 | 19 | 146.3 | 146.3 | 981 | 6.7054
2012 | 12 | 14 | 20 | 152 | 152 | 1016 | 6.6842
2012 | 12 | 14 | 21 | 150.2 | 150.2 | 1004 | 6.6844
2012 | 12 | 14 | 22 | 137.1 | 137.1 | 930 | 6.7834
2012 | 12 | 14 | 23 | 136.8 | 136.8 | 933 | 6.8202
2012 | 12 | 14 | 24 | 132 | 132 | 907 | 6.8712
2012 | 12 | 15 | 1 | 142.1 | 142.1 | 963 | 6.7769
2012 | 12 | 15 | 2 | 138.2 | 138.2 | 939 | 6.7945
2012 | 12 | 15 | 3 | 134.3 | 134.3 | 913 | 6.7982
2012 | 12 | 15 | 4 | 126 | 126 | 865 | 6.8651
2012 | 12 | 15 | 5 | 116.1 | 116.1 | 805 | 6.9337
2012 | 12 | 15 | 6 | 120 | 120 | 830 | 6.9167
2012 | 12 | 15 | 7 | 102.2 | 102.2 | 714 | 6.9863
2012 | 12 | 15 | 8 | 118 | 118 | 821 | 6.9576
2012 | 12 | 15 | 9 | 147.6 | 147.6 | 997 | 6.7547
2012 | 12 | 15 | 10 | 174.7 | 174.7 | 1123 | 6.4282
2012 | 12 | 15 | 11 | 173 | 173 | 1114 | 6.4393
2012 | 12 | 15 | 12 | 175 | 175 | 1124 | 6.4229
2012 | 12 | 15 | 13 | 167.5 | 167.5 | 1091 | 6.5134
2012 | 12 | 15 | 14 | 169.7 | 169.7 | 1103 | 6.4997
2012 | 12 | 15 | 15 | 160.9 | 160.9 | 1060 | 6.5879
2012 | 12 | 15 | 16 | 156.4 | 156.4 | 1041 | 6.656
2012 | 12 | 15 | 17 | 150.1 | 150.1 | 1002 | 6.6755
2012 | 12 | 15 | 18 | 170.8 | 170.8 | 1102 | 6.452
2012 | 12 | 15 | 19 | 159 | 159 | 1050 | 6.6038
2012 | 12 | 15 | 20 | 172.2 | 164.3 | 1076 | 6.549
2012 | 12 | 15 | 21 | 184.3 | 171.1 | 1101 | 6.4348
2012 | 12 | 15 | 22 | 190.1 | 173.6 | 1108 | 6.3825
2012 | 12 | 15 | 23 | 183.6 | 162.2 | 1052 | 6.4858
2012 | 12 | 15 | 24 | 158.4 | 144.2 | 957 | 6.6366
2012 | 12 | 16 | 1 | 120.8 | 117.8 | 811 | 6.8846
2012 | 12 | 16 | 2 | 128 | 128 | 884 | 6.9062
2012 | 12 | 16 | 3 | 122.5 | 122.5 | 846 | 6.9061
2012 | 12 | 16 | 4 | 124.3 | 124.3 | 866 | 6.967
2012 | 12 | 16 | 5 | 130 | 130 | 892 | 6.8615
2012 | 12 | 16 | 6 | 122.7 | 122.7 | 844 | 6.8786
2012 | 12 | 16 | 7 | 111 | 111 | 771 | 6.9459
2012 | 12 | 16 | 8 | 133.7 | 133.7 | 915 | 6.8437
2012 | 12 | 16 | 9 | 124.3 | 124.3 | 851 | 6.8463
2012 | 12 | 16 | 10 | 141 | 141 | 952 | 6.7518
2012 | 12 | 16 | 11 | 135.6 | 135.6 | 918 | 6.7699
2012 | 12 | 16 | 12 | 148.6 | 148.6 | 998 | 6.716
2012 | 12 | 16 | 13 | 144.4 | 144.4 | 969 | 6.7105
2012 | 12 | 16 | 14 | 133.2 | 133.2 | 909 | 6.8243
2012 | 12 | 16 | 15 | 145.2 | 145.2 | 979 | 6.7424
2012 | 12 | 16 | 16 | 144.7 | 144.7 | 977 | 6.7519
2012 | 12 | 16 | 17 | 153.5 | 153.5 | 1026 | 6.684
2012 | 12 | 16 | 18 | 144.9 | 144.9 | 977 | 6.7426
2012 | 12 | 16 | 19 | 145 | 145 | 977 | 6.7379
2012 | 12 | 16 | 20 | 142.8 | 142.8 | 968 | 6.7787
2012 | 12 | 16 | 21 | 148.7 | 148.7 | 1003 | 6.7451
2012 | 12 | 16 | 22 | 151.6 | 151.6 | 1017 | 6.7084
2012 | 12 | 16 | 23 | 141.7 | 141.7 | 962 | 6.789
2012 | 12 | 16 | 24 | 127.1 | 127.1 | 878 | 6.9079
2012 | 12 | 17 | 1 | 125.6 | 125.6 | 869 | 6.9188
2012 | 12 | 17 | 2 | 113.6 | 113.6 | 795 | 6.9982
2012 | 12 | 17 | 3 | 105 | 105 | 738 | 7.0286
2012 | 12 | 17 | 4 | 112 | 112 | 785 | 7.0089
2012 | 12 | 17 | 5 | 106.2 | 106.2 | 742 | 6.9868
2012 | 12 | 17 | 6 | 112.3 | 112.3 | 783 | 6.9724
2012 | 12 | 17 | 7 | 125.4 | 125.4 | 861 | 6.866
2012 | 12 | 17 | 8 | 144.7 | 144.7 | 975 | 6.7381
2012 | 12 | 17 | 9 | 121.6 | 121.6 | 831 | 6.8339
Steps to create H/K curve and convert turbine flow into MWh
1. Calculate the H/K values of the plant by dividing the generation by the turbine flow.
2. Create a scatter plot with H/K values versus the total project flow.
3. Add a trendline and show the equation of the line.
This H/K value can then be multiplied by the turbine discharge to convert turbine flow into MWh.
Note: Hours where H/K were below 5.4 or above 7.7 were considered bad data and removed from the data set
Note: The trendline fits the month average data points since the example in this workbook is a monthly timestep. The hourly data could be fitted if an hourly timestep is desired.

## Step 2 - Backcast H-K Equation
Backcasting the derived H/K equation against recent historical values
Total Observed Project Flow (kcfs) | Jan | Feb | Mar | Apr | May | Jun | Jul | Aug | Sep | Oct | Nov | Dec
2006 | 103.2813 | 105.5254 | 87.854 | 145.4949 | 164.609 | 194.7178 | 127.7208 | 101.852 | 66.4617 | 67.2283 | 79.3269 | 92.6345
2007 | 116.5185 | 87.0789 | 120.0182 | 154.2644 | 160.9575 | 151.1942 | 131.9263 | 110.5841 | 59.9194 | 64.3999 | 80.3458 | 88.0032
2008 | 104.8657 | 89.6769 | 81.4098 | 87.5268 | 156.3097 | 204.6903 | 135.2485 | 85.98 | 60.5278 | 63.2242 | 75.4007 | 95.2396
2009 | 108.0487 | 80.2251 | 71.0392 | 108.0449 | 119.547 | 144.6163 | 102.2089 | 74.0704 | 52.9838 | 57.8731 | 79.6912 | 97.2986
2010 | 71.4676 | 72.082 | 65.177 | 69.7884 | 110.7984 | 175.1653 | 120.7284 | 83.6263 | 54.3259 | 68.6359 | 87.0889 | 87.2007
2011 | 114.9017 | 136.25 | 124.0342 | 144.8936 | 207.1875 | 269.7056 | 209.1465 | 140.8925 | 74.6478 | 76.1152 | 91.1893 | 98.912
2012 | 93.9485 | 84.9763 | 118.1466 | 169.881 | 212.5593 | 234.7942 | 254.1762 | 158.2715 | 79.9794 | 64.9773 | 89.4339 | 126.5808
Total Observed Turbine Flow (kcfs) | Jan | Feb | Mar | Apr | May | Jun | Jul | Aug | Sep | Oct | Nov | Dec
2006 | 103.2813 | 105.4981 | 87.8495 | 139.2389 | 135.7599 | 161.0994 | 116.384 | 98.8246 | 66.4601 | 67.2181 | 79.4827 | 92.6345
2007 | 116.4671 | 86.9196 | 117.8328 | 145.8038 | 158.0933 | 136.5028 | 120.2862 | 103.7618 | 59.7599 | 63.9742 | 80.2182 | 87.3192
2008 | 104.8657 | 89.3565 | 81.3739 | 87.5017 | 145.5102 | 171.3776 | 118.2597 | 77.9074 | 60.4756 | 63.04 | 75.2286 | 95.1152
2009 | 107.8751 | 80.0893 | 70.5637 | 107.0214 | 119.2487 | 134.6129 | 93.2462 | 68.3679 | 52.9836 | 57.8728 | 79.6649 | 97.2304
2010 | 71.4673 | 72.0564 | 65.0838 | 69.4774 | 110.4999 | 135.4251 | 108.9418 | 78.3407 | 54.3259 | 68.6359 | 87.0849 | 87.2007
2011 | 113.817 | 134.6152 | 123.8903 | 142.5839 | 174.8543 | 169.4322 | 157.8429 | 134.6586 | 74.5317 | 76.1134 | 91.0919 | 98.789
2012 | 93.9484 | 84.8266 | 111.9179 | 148.7524 | 172.2844 | 165.4069 | 149.0042 | 150.1878 | 79.8944 | 64.8288 | 89.2481 | 126.9671
Calculated H/K | Jan | Feb | Mar | Apr | May | Jun | Jul | Aug | Sep | Oct | Nov | Dec
2006 | 6.8362 | 6.8237 | 6.92 | 6.5826 | 6.4561 | 6.2419 | 6.6938 | 6.8442 | 7.0284 | 7.0246 | 6.9643 | 6.8946
2007 | 6.7606 | 6.9241 | 6.74 | 6.5255 | 6.4808 | 6.5457 | 6.668 | 6.7949 | 7.0597 | 7.0383 | 6.9591 | 6.9193
2008 | 6.8274 | 6.9104 | 6.9536 | 6.9218 | 6.5119 | 6.167 | 6.6475 | 6.9299 | 7.0568 | 7.0439 | 6.9842 | 6.8805
2009 | 6.8094 | 6.9597 | 7.0059 | 6.8094 | 6.7427 | 6.5883 | 6.8422 | 6.9909 | 7.0919 | 7.0693 | 6.9624 | 6.8693
2010 | 7.0038 | 7.0008 | 7.0346 | 7.0121 | 6.7937 | 6.3831 | 6.7358 | 6.9422 | 7.0857 | 7.0178 | 6.9241 | 6.9235
2011 | 6.77 | 6.6412 | 6.716 | 6.5865 | 6.1479 | 5.6297 | 6.1329 | 6.612 | 6.988 | 6.9806 | 6.9023 | 6.8605
2012 | 6.8875 | 6.9351 | 6.751 | 6.4199 | 6.1064 | 5.9287 | 5.7657 | 6.4989 | 6.961 | 7.0355 | 6.9117 | 6.7007
Calculated Generation (aMW) | Jan | Feb | Mar | Apr | May | Jun | Jul | Aug | Sep | Oct | Nov | Dec
2006 | 706.0567 | 719.8834 | 607.9218 | 916.5599 | 876.4773 | 1005.5682 | 779.0472 | 676.3765 | 467.1053 | 472.1823 | 553.5424 | 638.6765
2007 | 787.3825 | 601.8425 | 794.1889 | 951.44 | 1024.5751 | 893.5021 | 802.0733 | 705.0539 | 421.8837 | 450.2701 | 558.246 | 604.1833
2008 | 715.9576 | 617.4878 | 565.8441 | 605.6661 | 947.5526 | 1056.8823 | 786.1281 | 539.89 | 426.7628 | 444.0502 | 525.4122 | 654.4424
2009 | 734.5643 | 557.3986 | 494.3653 | 728.7531 | 804.0638 | 886.8679 | 638.012 | 477.9515 | 375.7542 | 409.1184 | 554.6626 | 667.9059
2010 | 500.5449 | 504.4512 | 457.8367 | 487.1831 | 750.7026 | 864.4267 | 733.805 | 543.8548 | 384.9387 | 481.6703 | 602.9819 | 603.7325
2011 | 770.5399 | 894.0103 | 832.0505 | 939.1292 | 1074.9873 | 953.8518 | 968.027 | 890.3656 | 520.8263 | 531.3182 | 628.7465 | 677.7383
2012 | 647.0703 | 588.2846 | 755.5586 | 954.9743 | 1052.0456 | 980.6501 | 859.1155 | 976.0486 | 556.1428 | 456.1047 | 616.8539 | 850.7658
Observed Generation (aMW) | Jan | Feb | Mar | Apr | May | Jun | Jul | Aug | Sep | Oct | Nov | Dec
2006 | 705.7147 | 722.503 | 608.6035 | 921.0403 | 878.6761 | 1028.7181 | 771.6331 | 662.7298 | 466.7278 | 471.078 | 550.7667 | 639.6277
2007 | 790.2621 | 602.2857 | 799.3122 | 968.025 | 1022.8858 | 899.7597 | 802.6492 | 697.0645 | 421.8319 | 454.8871 | 559.6139 | 605.2191
2008 | 719.4341 | 618.8017 | 566.1077 | 598.6847 | 938.0874 | 1080.775 | 788.7594 | 533.7191 | 426.0194 | 441.7634 | 524.3042 | 652.2141
2009 | 739.6694 | 560.0685 | 494.0336 | 724.0875 | 797.1089 | 887.0028 | 630.9449 | 470.4368 | 373.8 | 408.9704 | 553.8861 | 670.7151
2010 | 500.7392 | 503.7768 | 458.4684 | 481.75 | 750.3038 | 877.9278 | 734.707 | 539.3777 | 384.6486 | 486.0914 | 607.8361 | 608.9194
2011 | 776.5236 | 908.1339 | 845.4563 | 954.3153 | 1070.5323 | 994.9514 | 992.1116 | 903.6505 | 523.1292 | 535.1586 | 631.4042 | 682.0632
2012 | 652.1546 | 593.2601 | 768.5949 | 972.1708 | 1074.2728 | 1016.05 | 916.0645 | 988.9704 | 559.9847 | 456.2392 | 621.125 | 862.354
% Error (calc gen vs obs gen) | Jan | Feb | Mar | Apr | May | Jun | Jul | Aug | Sep | Oct | Nov | Dec
2006 | 0.04846% | -0.3626% | -0.112% | -0.4865% | -0.2502% | -2.25% | 0.9608% | 2.059% | 0.0809% | 0.2344% | 0.504% | -0.1487%
2007 | -0.3644% | -0.07359% | -0.641% | -1.713% | 0.1652% | -0.6955% | -0.07174% | 1.146% | 0.01227% | -1.015% | -0.2444% | -0.1711%
2008 | -0.4832% | -0.2123% | -0.04656% | 1.166% | 1.009% | -2.211% | -0.3336% | 1.156% | 0.1745% | 0.5176% | 0.2113% | 0.3417%
2009 | -0.6902% | -0.4767% | 0.06714% | 0.6443% | 0.8725% | -0.01521% | 1.12% | 1.597% | 0.5228% | 0.03619% | 0.1402% | -0.4188%
2010 | -0.0388% | 0.1339% | -0.1378% | 1.128% | 0.05316% | -1.538% | -0.1228% | 0.8301% | 0.07541% | -0.9095% | -0.7986% | -0.8518%
2011 | -0.7706% | -1.555% | -1.586% | -1.591% | 0.4162% | -4.131% | -2.428% | -1.47% | -0.4402% | -0.7176% | -0.4209% | -0.6341%
2012 | -0.7796% | -0.8387% | -1.696% | -1.769% | -2.069% | -3.484% | -6.217% | -1.307% | -0.6861% | -0.0295% | -0.6876% | -1.344%

## Step 3 - Calc Ave Project Flow
ROCKY REACH TOTAL PROJECT INFLOW (KCFS)
YEAR | JAN | FEB | MAR | APR | MAY | JUN | JUL | AUG | SEP | OCT | NOV | DEC | Average
1929 | 102.4503 | 64.4655 | 58.8723 | 59.2111 | 85.8077 | 113.7526 | 110.8921 | 97.7012 | 68.8962 | 72.7793 | 99.094 | 80.3834 | 84.5255
1930 | 71.2101 | 68.7913 | 68.6664 | 67.7523 | 63.8518 | 141.8075 | 114.3633 | 106.6077 | 68.3405 | 69.7868 | 96.6203 | 89.0031 | 85.5667
1931 | 66.8813 | 63.8488 | 64.3225 | 65.0877 | 77.5559 | 148.4111 | 120.2083 | 113.5707 | 77.0251 | 72.7503 | 92.7342 | 74.9772 | 86.4478
1932 | 63.7408 | 64.0147 | 63.1162 | 129.831 | 153.8384 | 160.9358 | 142.5321 | 112.889 | 74.6223 | 85.9926 | 81.335 | 97.08 | 102.494
1933 | 168.8128 | 110.911 | 69.0622 | 118.2403 | 190.367 | 180.4999 | 208.187 | 144.7999 | 78.8002 | 91.3219 | 120.856 | 168.6259 | 137.5404
1934 | 233.4192 | 140.9039 | 134.9299 | 178.332 | 191.7173 | 179.8982 | 127.2928 | 108.1699 | 68.0247 | 69.7958 | 80.9572 | 90.9051 | 133.6955
1935 | 152.3971 | 87.1021 | 70.9092 | 108.3428 | 154.1352 | 147.0838 | 165.3696 | 129.1074 | 71.5309 | 79.319 | 95.7517 | 87.3129 | 112.3635
1936 | 100.0165 | 63.7169 | 64.9642 | 66.8593 | 166.1762 | 158.0013 | 118.5512 | 107.969 | 64.4815 | 70.1226 | 97.2439 | 90.0406 | 97.3453
1937 | 76.4174 | 63.7199 | 63.7548 | 63.7498 | 61.2371 | 113.7146 | 113.4188 | 111.2938 | 73.7758 | 71.4519 | 84.6663 | 81.347 | 81.5456
1938 | 115.2848 | 80.3425 | 101.4778 | 141.5101 | 168.549 | 141.4366 | 138.795 | 100.9586 | 64.2206 | 73.8018 | 87.7547 | 79.5169 | 107.804
1939 | 85.0141 | 58.8543 | 59.0412 | 119.6811 | 155.1967 | 145.8314 | 106.2324 | 108.6732 | 66.9992 | 72.6623 | 95.6627 | 87.8717 | 96.81
1940 | 76.6493 | 64.1087 | 63.5989 | 126.1598 | 115.9465 | 128.927 | 123.0119 | 103.2409 | 66.1336 | 71.373 | 86.5703 | 86.0366 | 92.6464
1941 | 72.3335 | 65.363 | 65.9727 | 71.6344 | 105.2939 | 134.9369 | 97.208 | 88.9566 | 62.3216 | 65.8008 | 77.215 | 126.2983 | 86.1112
1942 | 129.0839 | 107.5967 | 91.139 | 101.0325 | 124.5831 | 134.5911 | 115.2558 | 106.3084 | 62.8683 | 78.9352 | 78.6943 | 78.9602 | 100.754
1943 | 110.0545 | 106.5912 | 95.6427 | 169.9982 | 153.0358 | 148.2292 | 188.8857 | 114.7386 | 58.6234 | 68.1256 | 83.0051 | 80.2005 | 114.7609
1944 | 104.4153 | 63.0372 | 60.3416 | 63.1931 | 99.4898 | 116.3023 | 85.1111 | 96.6702 | 67.8778 | 73.0332 | 92.6013 | 82.1116 | 83.682
1945 | 62.3405 | 62.7693 | 63.2811 | 62.6249 | 82.5474 | 144.9888 | 112.0075 | 106.4768 | 64.7973 | 65.397 | 81.7657 | 88.4884 | 83.1237
1946 | 125.2078 | 84.2665 | 79.7158 | 143.2497 | 190.8317 | 188.7248 | 149.4406 | 115.8166 | 71.6199 | 67.2381 | 74.4225 | 114.7391 | 117.1061
1947 | 166.2221 | 116.0934 | 85.8027 | 142.5026 | 171.8943 | 154.3781 | 144.0483 | 103.9925 | 63.9637 | 122.899 | 99.5348 | 114.5682 | 123.825
1948 | 180.349 | 127.9295 | 77.1721 | 122.9815 | 229.0494 | 295.4569 | 151.1677 | 143.3742 | 81.5668 | 75.4379 | 85.154 | 80.8652 | 137.542
1949 | 98.5243 | 93.065 | 105.4498 | 150.2702 | 144.3122 | 175.7053 | 110.3143 | 89.8257 | 62.6194 | 67.5279 | 85.4719 | 80.0916 | 105.2648
1950 | 152.581 | 112.6971 | 110.4623 | 132.9554 | 183.5744 | 244.5186 | 180.5089 | 134.1168 | 78.2475 | 84.7372 | 97.5988 | 137.6745 | 137.4727
1951 | 196.8217 | 138.833 | 97.8336 | 163.8508 | 190.287 | 188.7408 | 174.2611 | 129.6911 | 75.8897 | 106.1155 | 83.21 | 112.5322 | 138.1722
1952 | 148.8929 | 80.0526 | 90.5343 | 135.3742 | 192.5319 | 160.3061 | 139.7535 | 109.8391 | 62.2156 | 75.8797 | 90.3254 | 85.7377 | 114.2869
1953 | 97.4758 | 115.2509 | 95.0291 | 96.9666 | 192.9646 | 153.0568 | 140.8599 | 110.9125 | 72.1336 | 82.1186 | 86.9311 | 102.3294 | 112.1691
1954 | 172.451 | 137.9194 | 84.9092 | 107.7731 | 183.4904 | 253.8089 | 207.5253 | 157.8184 | 128.3303 | 87.162 | 96.5483 | 117.013 | 144.5624
1955 | 149.0818 | 84.1086 | 66.9282 | 104.1085 | 144.2652 | 183.0007 | 189.3285 | 130.0364 | 73.8787 | 91.7887 | 96.1405 | 126.773 | 119.9532
1956 | 194.175 | 116.5732 | 98.0995 | 171.9637 | 233.3193 | 252.9904 | 175.9762 | 116.1589 | 74.0217 | 80.0336 | 75.9697 | 103.9945 | 141.1063
1957 | 143.0328 | 90.8722 | 70.3035 | 118.2758 | 201.3394 | 192.3869 | 116.1714 | 102.2279 | 62.7603 | 66.7363 | 82.8252 | 75.389 | 110.1934
1958 | 141.9924 | 110.0935 | 81.7398 | 127.1299 | 155.0758 | 177.5924 | 111.3108 | 102.9925 | 63.338 | 77.0421 | 76.9952 | 116.0325 | 111.7779
1959 | 200.8886 | 137.4686 | 85.6358 | 145.7155 | 218.7936 | 193.3375 | 171.3535 | 128.9135 | 118.5652 | 113.8586 | 116.6831 | 133.8944 | 147.0923
1960 | 134.2083 | 90.1525 | 101.009 | 185.1381 | 119.2149 | 170.2221 | 163.9243 | 116.2394 | 69.425 | 84.7752 | 85.0021 | 98.6142 | 118.1604
1961 | 167.4745 | 150.2252 | 97.089 | 124.9 | 206.221 | 245.2143 | 124.1144 | 110.2619 | 64.6004 | 71.5759 | 89.265 | 79.8977 | 127.5699
1962 | 143.6035 | 82.7532 | 68.8493 | 153.6875 | 164.0172 | 115.04 | 127.5237 | 111.0905 | 66.0937 | 84.6553 | 87.8207 | 124.7221 | 110.8214
1963 | 117.0849 | 109.6387 | 87.3759 | 135.4332 | 121.7286 | 123.9265 | 136.3172 | 113.7571 | 77.7038 | 76.3835 | 89.176 | 87.9896 | 106.3762
1964 | 153.4366 | 88.5183 | 67.0772 | 104.1345 | 169.1876 | 186.9167 | 196.7307 | 127.2073 | 79.9127 | 100.0825 | 86.6293 | 117.2448 | 123.0899
1965 | 181.2765 | 101.7946 | 95.4508 | 147.6065 | 153.7544 | 173.8643 | 142.9629 | 144.5246 | 68.5324 | 82.4164 | 81.292 | 104.5922 | 123.1723
1966 | 131.8715 | 76.1726 | 66.8253 | 155.8334 | 105.3159 | 169.8223 | 165.5865 | 124.8965 | 71.8428 | 83.8647 | 88.8012 | 94.5153 | 111.279
1967 | 180.5189 | 157.3936 | 93.157 | 105.086 | 131.2958 | 261.1053 | 184.1611 | 133.834 | 79.301 | 77.6718 | 80.9671 | 104.2174 | 132.3924
1968 | 122.7131 | 98.4083 | 107.9675 | 119.6671 | 111.5387 | 170.5719 | 182.5879 | 132.4202 | 92.9851 | 103.3988 | 93.195 | 116.7861 | 121.02
1969 | 181.5974 | 108.7501 | 91.6668 | 187.0401 | 182.7398 | 208.6247 | 139.3557 | 103.5977 | 62.6264 | 74.0456 | 90.9861 | 83.224 | 126.1879
1970 | 105.3538 | 98.0086 | 100.1765 | 81.3924 | 123.7785 | 161.4585 | 100.5073 | 98.7447 | 56.7734 | 66.7303 | 77.239 | 76.3145 | 95.5398
1971 | 176.0592 | 141.1928 | 123.2478 | 131.3752 | 195.8732 | 226.9965 | 173.2056 | 142.2737 | 79.34 | 72.9832 | 70.2456 | 101.9346 | 136.2273
1972 | 170.7169 | 153.7154 | 165.2446 | 136.68 | 209.9111 | 322.8151 | 220.6107 | 166.3841 | 89.202 | 81.4589 | 80.6843 | 88.3674 | 157.1492
1973 | 75.5809 | 62.3296 | 61.1461 | 78.1466 | 98.3394 | 148.3581 | 116.5872 | 92.6458 | 64.2376 | 66.5154 | 56.9503 | 115.3478 | 86.3487
1974 | 229.5642 | 161.2756 | 128.84 | 162.574 | 207.8211 | 282.4465 | 256.9813 | 140.6525 | 79.352 | 61.2931 | 80.9701 | 87.8707 | 156.6368
1975 | 111.9275 | 81.3669 | 104.5243 | 102.5013 | 185.8382 | 202.7497 | 142.3412 | 106.9061 | 67.9097 | 94.6073 | 100.8921 | 146.0803 | 120.6371
1976 | 186.1651 | 109.9145 | 84.4114 | 156.1107 | 180.8897 | 163.6204 | 221.5592 | 189.9901 | 146.744 | 79.36 | 85.7178 | 83.8407 | 140.6936
1977 | 109.6087 | 60.0997 | 62.1526 | 79.0521 | 101.6797 | 117.9005 | 99.2389 | 108.5517 | 68.5764 | 69.1261 | 79.0211 | 58.5984 | 84.4672
1978 | 77.7388 | 55.7809 | 84.2165 | 147.1168 | 143.9953 | 143.0248 | 151.6205 | 112.7101 | 101.2349 | 89.271 | 88.0966 | 83.9436 | 106.5625
1979 | 71.6938 | 66.9982 | 71.8877 | 87.4269 | 136.2852 | 141.1018 | 113.6906 | 104.1944 | 65.8178 | 69.5499 | 93.2949 | 81.0451 | 91.9155
1980 | 91.9606 | 77.1811 | 93.2759 | 111.2759 | 179.9772 | 141.2717 | 110.5542 | 99.2594 | 60.1277 | 80.5154 | 85.6268 | 119.2798 | 104.1921
1981 | 196.4509 | 126.4942 | 93.7217 | 109.5557 | 179.3315 | 147.7495 | 165.6344 | 149.4201 | 81.4589 | 76.0576 | 86.0446 | 110.7911 | 126.8925
1982 | 148.4371 | 127.2888 | 120.0584 | 132.5571 | 178.0792 | 203.1185 | 189.1646 | 142.3792 | 100.0025 | 86.8422 | 77.1591 | 109.7176 | 134.567
1983 | 156.9658 | 101.9855 | 125.9435 | 137.9229 | 169.9443 | 128.5871 | 157.1777 | 134.0244 | 76.8072 | 73.1441 | 105.5388 | 99.3759 | 122.2848
1984 | 131.5066 | 86.8972 | 105.104 | 135.3127 | 143.7105 | 196.1131 | 113.3408 | 117.0714 | 67.5469 | 75.389 | 71.5269 | 88.8272 | 111.0289
1985 | 108.7681 | 74.3695 | 89.172 | 100.5128 | 138.1853 | 145.3906 | 114.5142 | 96.4673 | 56.2756 | 62.3565 | 87.22 | 100.9671 | 97.8499
1986 | 131.1108 | 87.198 | 130.7051 | 150.697 | 128.926 | 119.3788 | 128.5062 | 109.5477 | 57.1732 | 65.6819 | 77.5059 | 87.3869 | 106.1514
1987 | 99.8916 | 59.0342 | 77.1301 | 90.1765 | 153.8924 | 173.2776 | 116.4432 | 91.4943 | 68.0577 | 72.7723 | 95.3339 | 83.7118 | 98.4346
1988 | 61.9957 | 61.7458 | 61.2011 | 75.1311 | 102.4353 | 127.0689 | 123.4877 | 115.0245 | 70.6004 | 72.7173 | 87.7397 | 84.9032 | 87.0042
1989 | 86.4664 | 86.3105 | 58.3825 | 99.7207 | 139.7315 | 135.0948 | 113.8795 | 95.2609 | 62.6384 | 75.268 | 91.084 | 119.0869 | 96.9104
1990 | 184.315 | 113.4068 | 91.3009 | 171.4225 | 179.2416 | 152.1552 | 155.5785 | 125.2388 | 72.5734 | 63.47 | 108.4753 | 128.4692 | 128.8039
1991 | 182.6638 | 142.726 | 100.4883 | 134.1048 | 167.2976 | 182.8028 | 196.6688 | 153.613 | 72.7633 | 75.388 | 90.6713 | 76.7813 | 131.3307
1992 | 74.1266 | 60.1866 | 67.2251 | 82.0336 | 123.1249 | 156.634 | 113.8126 | 94.9136 | 71.1771 | 76.2875 | 94.8042 | 88.1995 | 91.8771
1993 | 69.7258 | 62.7883 | 62.4255 | 86.7297 | 116.2703 | 115.0819 | 110.3543 | 103.7067 | 61.402 | 74.2435 | 100.2764 | 89.7107 | 87.7263
1994 | 74.4644 | 76.5144 | 62.5255 | 95.9491 | 122.97 | 153.4636 | 117.3868 | 98.5728 | 72.1446 | 73.7548 | 90.6533 | 86.8872 | 93.7739
1995 | 70.9092 | 80.3934 | 117.3328 | 118.0939 | 126.9639 | 141.8444 | 122.1654 | 102.5263 | 74.8183 | 87.8367 | 116.5222 | 183.5484 | 111.9129
1996 | 198.4519 | 162.8918 | 123.2768 | 180.6199 | 184.0851 | 180.393 | 199.2535 | 134.5926 | 75.5209 | 84.5543 | 81.6148 | 104.8561 | 142.5092
1997 | 196.8447 | 148.637 | 133.3597 | 161.465 | 258.7295 | 291.4649 | 208.7287 | 140.1638 | 98.9121 | 120.842 | 98.4563 | 114.8541 | 164.3715
1998 | 116.7411 | 141.4286 | 116.941 | 78.5604 | 161.2187 | 164.6169 | 128.6351 | 110.3443 | 80.4594 | 65.467 | 82.4584 | 104.8471 | 112.6432
1999 | 138.1303 | 146.4261 | 136.731 | 138.9299 | 152.523 | 175.8113 | 172.513 | 156.3211 | 107.3458 | 90.3544 | 109.1449 | 147.1957 | 139.2856
2000 | 146.716 | 118.6401 | 103.3279 | 149.8244 | 154.9218 | 122.838 | 121.0389 | 108.8451 | 83.9576 | 74.8622 | 96.2414 | 107.7256 | 115.7449
2001 | 96.7412 | 88.7952 | 73.333 | 61.9687 | 55.422 | 83.6078 | 53.9728 | 69.375 | 63.0782 | 58.4205 | 73.2231 | 82.1985 | 71.678
2002 | 94.7022 | 94.4224 | 68.0357 | 117.8305 | 136.811 | 206.2559 | 176.491 | 113.3128 | 72.8133 | 78.6803 | 95.7517 | 92.2235 | 112.2775
2003 | 75.4157 | 69.6198 | 80.7366 | 105.5353 | 129.8641 | 135.7907 | 105.7456 | 94.5038 | 64.6768 | 77.0878 | 89.0786 | 106.4175 | 94.5393
2004 | 97.2709 | 81.4789 | 70.7243 | 86.8162 | 114.3223 | 130.3342 | 100.0395 | 93.5228 | 75.1321 | 80.4494 | 90.8642 | 112.4433 | 94.4498
2005 | 102.5782 | 104.1974 | 93.7527 | 82.7882 | 121.5387 | 128.0354 | 135.1818 | 105.1969 | 67.366 | 80.0396 | 91.8736 | 93.3629 | 100.4926
2006 | 103.2025 | 105.4722 | 87.8097 | 145.4215 | 164.526 | 194.6197 | 127.6564 | 101.8007 | 66.4282 | 67.1944 | 79.2869 | 92.5878 | 111.3338
2007 | 116.4598 | 87.035 | 119.9576 | 154.1867 | 160.8764 | 151.1179 | 131.8598 | 110.5284 | 59.8892 | 64.3674 | 80.3053 | 87.9588 | 110.3785
2008 | 104.8128 | 89.6316 | 81.3688 | 87.4827 | 156.2308 | 204.5871 | 135.1803 | 85.9366 | 60.4973 | 63.1924 | 75.3627 | 95.1915 | 103.2896
2009 | 108.037 | 80.2247 | 70.8095 | 107.9676 | 119.2491 | 144.3146 | 101.9105 | 73.7733 | 52.9836 | 57.8728 | 79.6793 | 97.2973 | 91.1766
2010 | 71.4676 | 72.082 | 65.177 | 69.7884 | 110.7984 | 175.1653 | 120.7284 | 83.6263 | 54.3259 | 68.6359 | 87.0889 | 87.2007 | 88.8404
2011 | 114.9017 | 136.25 | 124.0342 | 144.8936 | 207.1875 | 269.7056 | 209.1465 | 140.8925 | 74.6478 | 76.1152 | 91.1893 | 98.912 | 140.6563
2012 | 93.9485 | 84.9763 | 118.1466 | 169.881 | 212.5593 | 234.7942 | 254.1762 | 158.2715 | 79.9794 | 64.9773 | 89.4339 | 126.5808 | 140.6437
1929-2012 Ave | 126.5785 | 97.2926 | 88.9826 | 119.4335 | 152.1599 | 171.4478 | 144.5223 | 115.765 | 73.3843 | 77.4479 | 88.3788 | 100.1838 | 112.9648
Hydro Generation Equation
MWH = KCFS * Head * Efficiency / K
MWH = KCFS * H/K
Examples:
Green colored data (1929-1997) is from US Army Corps of Engineers re-regulated data set
Orange colored data (1998-2012) is observed project flow
Green colored data (1929-1997) is from US Army Corps of Engineers re-regulated data set
Orange colored data (1998-2012) is observed project flow

## STEP 4 - Calc Ave Project Gen
FOR INFORMATIONAL PURPOSES ONLY
Example of 2014 average generation forecast (not adjusted for encroachments or Candian Entitlement Energy)
(all flow/spill values are in kcfs)
Total Project Flow | Jan | Feb | Mar | Apr | May | Jun | Jul | Aug | Sep | Oct | Nov | Dec | Ave
1929-2012 Ave | 126.5785 | 97.2926 | 88.9826 | 119.4335 | 152.1599 | 171.4478 | 144.5223 | 115.765 | 73.3843 | 77.4479 | 88.3788 | 100.1838 | 112.9648
Adjust for operational constraints
2014 Fish Spill (% of total flow) 1 | 0% | 0% | 0% | 0% | 0% | 9% | 9% | 4.5% | 0% | 0% | 0% | 0%
2014 Hydraulic Capability 2 | 171.4 | 171.4 | 171.4 | 171.4 | 171.4 | 171.4 | 171.4 | 171.4 | 171.4 | 171.4 | 171.4 | 171.4
Fish Spill | 0 | 0 | 0 | 0 | 0 | 15.4303 | 13.007 | 5.2094 | 0 | 0 | 0 | 0
Hydraulic Capability Spill | 0 | 0 | 0 | 0 | 0 | 0 | 0 | 0 | 0 | 0 | 0 | 0
Turbine Flow | 126.5785 | 97.2926 | 88.9826 | 119.4335 | 152.1599 | 156.0175 | 131.5153 | 110.5556 | 73.3843 | 77.4479 | 88.3788 | 100.1838
Derived H/K | 6.7007 | 6.8693 | 6.9141 | 6.7434 | 6.5393 | 6.409 | 6.5889 | 6.765 | 6.9943 | 6.9739 | 6.9173 | 6.8535
2012 Forecast Generation (aMW) | 848.1635 | 668.3362 | 615.2321 | 805.3905 | 995.0252 | 999.921 | 866.5393 | 747.9041 | 513.2722 | 540.112 | 611.3399 | 686.605 | 741.4867
| Nov: RR; Dec: CEA | 38
| Nov: RI - RR; Dec: ENC | 21
| Nov: RR - LKCH; Dec: ENC | 3
[13 empty] | 721.4867 | net of enc & cea
From "Step 3"
From "Step 1"
Notes:
1. This is the best estimate of 2012 fish spill amounts, see fish spill projections data files.
2. This is the maximum month average turbine discharge that occurred on June 2008, the highest recorded.
This is used as the limit to how much water can be run through the turbines before headwater spill occurs.
This max is only an estimate of monthly turbine limitations and there may be a large difference between month average discharge versus daily and hourly discharge.